## Existing Wind
Collection | Parent Object | Child Object | Property | Value | Data File | Units | Band | Date From | Date To | Timeslice | Scenario | Memo | Category
Generators | System | Kartli wind farm | Units | 1 |  | - | 1 | [5 empty] | Existing Wind
Generators | System | Kartli wind farm | Max Capacity | 20,7 |  | MW | 1 | [5 empty] | Existing Wind
Generators | System | Kartli wind farm | VO&M Charge | 0,83 |  | $/MWh | 1 | [5 empty] | Existing Wind
Generators | System | Kartli wind farm | FO&M Charge | 64,9 |  | $/kW/yr | 1 | [5 empty] | Existing Wind
Generators | System | Kartli wind farm | Rating | 0 | wind - Kartli.csv | MW | 1 | [5 empty] | Existing Wind
Generator.Constraints | Kartli wind farm | FCR Wind - Down | Installed Capacity Coefficient | -0,0168 |  | MW | 1 | [5 empty] | Reserve Sizing Wind FCR
Generator.Constraints | Kartli wind farm | FCR Wind - UP | Installed Capacity Coefficient | -0,0168 |  | MW | 1 | [5 empty] | Reserve Sizing Wind FCR
Generator.Constraints | Kartli wind farm | Reserve Sizing wind - Down | Installed Capacity Coefficient | -0,06 |  | MW | 1 | [5 empty] | Reserve Sizing Wind AFRR
Generator.Constraints | Kartli wind farm | Reserve Sizing wind - UP | Installed Capacity Coefficient | -0,06 |  | MW | 1 | [5 empty] | Reserve Sizing Wind AFRR
Generator.Constraints | Kartli wind farm | MFRR Wind - Down | Installed Capacity Coefficient | -0,19 |  | MW | 1 | [5 empty] | Reserve Sizing Wind MFRR
Generator.Constraints | Kartli wind farm | MFRR Wind - UP | Installed Capacity Coefficient | -0,19 |  | MW | 1 | [5 empty] | Reserve Sizing Wind MFRR

## Existing HPP
Collection | Parent Object | Child Object | Property | Value | Data File | Units | Band | Date From | Date To | Timeslice | Scenario | Memo | Category
Generators | System | Ab HPP | Units | 1 |  | - | 1 | [5 empty] | Existing HPP
Generators | System | Ab HPP | Max Capacity | 2 |  | MW | 1 | [5 empty] | Existing HPP
Generators | System | Ab HPP | VO&M Charge | 1,5 |  | $/MWh | 1 | [5 empty] | Existing HPP
Generators | System | Ab HPP | FO&M Charge | 57,58 |  | $/kW/yr | 1 | [5 empty] | Existing HPP
Generators | System | Ab HPP | Rating Factor | 100 | dry.csv | % | 1 |  |  |  | Dry |  | Existing HPP
Generators | System | Ab HPP | Rating Factor | 100 | flood.csv | % | 1 |  |  |  | Flood |  | Existing HPP
Generators | System | Ab HPP | Rating Factor | 100 | moderate.csv | % | 1 |  |  |  | Moderate |  | Existing HPP
Generators | System | Achi HPP | Units | 1 |  | - | 1 | [5 empty] | Existing HPP
Generators | System | Achi HPP | Max Capacity | 1028 |  | MW | 1 | [5 empty] | Existing HPP
Generators | System | Achi HPP | VO&M Charge | 1,21 |  | $/MWh | 1 | [5 empty] | Existing HPP
Generators | System | Achi HPP | FO&M Charge | 63,51 |  | $/kW/yr | 1 | [5 empty] | Existing HPP
Generators | System | Achi HPP | Rating Factor | 100 | dry.csv | % | 1 |  |  |  | Dry |  | Existing HPP
Generators | System | Achi HPP | Rating Factor | 100 | flood.csv | % | 1 |  |  |  | Flood |  | Existing HPP
Generators | System | Achi HPP | Rating Factor | 100 | moderate.csv | % | 1 |  |  |  | Moderate |  | Existing HPP
Generators | System | Alazanhesi | Units | 1 |  | - | 1 | [5 empty] | Existing HPP
Generators | System | Alazanhesi | Max Capacity | 6064 |  | MW | 1 | [5 empty] | Existing HPP
Generators | System | Alazanhesi | VO&M Charge | 1,3 |  | $/MWh | 1 | [5 empty] | Existing HPP
Generators | System | Alazanhesi | FO&M Charge | 52,3 |  | $/kW/yr | 1 | [5 empty] | Existing HPP
Generators | System | Alazanhesi | Rating Factor | 100 | dry.csv | % | 1 |  |  |  | Dry |  | Existing HPP
Generators | System | Alazanhesi | Rating Factor | 100 | flood.csv | % | 1 |  |  |  | Flood |  | Existing HPP
Generators | System | Alazanhesi | Rating Factor | 100 | moderate.csv | % | 1 |  |  |  | Moderate |  | Existing HPP
Generators | System | Alazanhesi 2 | Units | 1 |  | - | 1 | [5 empty] | Existing HPP
Generators | System | Alazanhesi 2 | Max Capacity | 6064 |  | MW | 1 | [5 empty] | Existing HPP
Generators | System | Alazanhesi 2 | VO&M Charge | 1,5 |  | $/MWh | 1 | [5 empty] | Existing HPP
Generators | System | Alazanhesi 2 | FO&M Charge | 47,27 |  | $/kW/yr | 1 | [5 empty] | Existing HPP
Generators | System | Alazanhesi 2 | Rating Factor | 100 | dry.csv | % | 1 |  |  |  | Dry |  | Existing HPP
Generators | System | Alazanhesi 2 | Rating Factor | 100 | flood.csv | % | 1 |  |  |  | Flood |  | Existing HPP
Generators | System | Alazanhesi 2 | Rating Factor | 100 | moderate.csv | % | 1 |  |  |  | Moderate |  | Existing HPP
Generators | System | Algetahesi | Units | 1 |  | - | 1 | [5 empty] | Existing HPP
Generators | System | Algetahesi | Max Capacity | 1,25 |  | MW | 1 | [5 empty] | Existing HPP
Generators | System | Algetahesi | VO&M Charge | 1,5 |  | $/MWh | 1 | [5 empty] | Existing HPP
Generators | System | Algetahesi | FO&M Charge | 15,52 |  | $/kW/yr | 1 | [5 empty] | Existing HPP
Generators | System | Algetahesi | Rating Factor | 100 | dry.csv | % | 1 |  |  |  | Dry |  | Existing HPP
Generators | System | Algetahesi | Rating Factor | 100 | flood.csv | % | 1 |  |  |  | Flood |  | Existing HPP
Generators | System | Algetahesi | Rating Factor | 100 | moderate.csv | % | 1 |  |  |  | Moderate |  | Existing HPP
Generators | System | Aragvi 2 | Units | 1 |  | - | 1 | [5 empty] | Existing HPP
Generators | System | Aragvi 2 | Max Capacity | 2 |  | MW | 1 | [5 empty] | Existing HPP
Generators | System | Aragvi 2 | VO&M Charge | 1,5 |  | $/MWh | 1 | [5 empty] | Existing HPP
Generators | System | Aragvi 2 | FO&M Charge | 18 |  | $/kW/yr | 1 | [5 empty] | Existing HPP
Generators | System | Aragvi 2 | Rating Factor | 100 | dry.csv | % | 1 |  |  |  | Dry |  | Existing HPP
Generators | System | Aragvi 2 | Rating Factor | 100 | flood.csv | % | 1 |  |  |  | Flood |  | Existing HPP
Generators | System | Aragvi 2 | Rating Factor | 100 | moderate.csv | % | 1 |  |  |  | Moderate |  | Existing HPP
Generators | System | Aragvi hesi | Units | 1 |  | - | 1 | [5 empty] | Existing HPP
Generators | System | Aragvi hesi | Max Capacity | 8 |  | MW | 1 | [5 empty] | Existing HPP
Generators | System | Aragvi hesi | VO&M Charge | 1,3 |  | $/MWh | 1 | [5 empty] | Existing HPP
Generators | System | Aragvi hesi | FO&M Charge | 108,25 |  | $/kW/yr | 1 | [5 empty] | Existing HPP
Generators | System | Aragvi hesi | Rating Factor | 100 | dry.csv | % | 1 |  |  |  | Dry |  | Existing HPP
Generators | System | Aragvi hesi | Rating Factor | 100 | flood.csv | % | 1 |  |  |  | Flood |  | Existing HPP
Generators | System | Aragvi hesi | Rating Factor | 100 | moderate.csv | % | 1 |  |  |  | Moderate |  | Existing HPP
Generators | System | Avani HPP | Units | 1 |  | - | 1 | [5 empty] | Existing HPP
Generators | System | Avani HPP | Max Capacity | 3,5 |  | MW | 1 | [5 empty] | Existing HPP
Generators | System | Avani HPP | VO&M Charge | 1,42 |  | $/MWh | 1 | [5 empty] | Existing HPP
Generators | System | Avani HPP | FO&M Charge | 46,56 |  | $/kW/yr | 1 | [5 empty] | Existing HPP
Generators | System | Avani HPP | Rating Factor | 100 | dry.csv | % | 1 |  |  |  | Dry |  | Existing HPP
Generators | System | Avani HPP | Rating Factor | 100 | flood.csv | % | 1 |  |  |  | Flood |  | Existing HPP
Generators | System | Avani HPP | Rating Factor | 100 | moderate.csv | % | 1 |  |  |  | Moderate |  | Existing HPP
Generators | System | Awhesi | Units | 1 |  | - | 1 | [5 empty] | Existing HPP
Generators | System | Awhesi | Max Capacity | 18,4 |  | MW | 1 | [5 empty] | Existing HPP
Generators | System | Awhesi | VO&M Charge | 1,5 |  | $/MWh | 1 | [5 empty] | Existing HPP
Generators | System | Awhesi | FO&M Charge | 15,52 |  | $/kW/yr | 1 | [5 empty] | Existing HPP
Generators | System | Awhesi | Rating Factor | 100 | dry.csv | % | 1 |  |  |  | Dry |  | Existing HPP
Generators | System | Awhesi | Rating Factor | 100 | flood.csv | % | 1 |  |  |  | Flood |  | Existing HPP
Generators | System | Awhesi | Rating Factor | 100 | moderate.csv | % | 1 |  |  |  | Moderate |  | Existing HPP
Generators | System | Axmetahesi | Units | 1 |  | - | 1 | [5 empty] | Existing HPP
Generators | System | Axmetahesi | Max Capacity | 9,2 |  | MW | 1 | [5 empty] | Existing HPP
Generators | System | Axmetahesi | VO&M Charge | 1,47 |  | $/MWh | 1 | [5 empty] | Existing HPP
Generators | System | Axmetahesi | FO&M Charge | 67,84 |  | $/kW/yr | 1 | [5 empty] | Existing HPP
Generators | System | Axmetahesi | Rating Factor | 100 | dry.csv | % | 1 |  |  |  | Dry |  | Existing HPP
Generators | System | Axmetahesi | Rating Factor | 100 | flood.csv | % | 1 |  |  |  | Flood |  | Existing HPP
Generators | System | Axmetahesi | Rating Factor | 100 | moderate.csv | % | 1 |  |  |  | Moderate |  | Existing HPP
Generators | System | Baxvi 3 | Units | 1 |  | - | 1 | [5 empty] | Existing HPP
Generators | System | Baxvi 3 | Max Capacity | 9,8 |  | MW | 1 | [5 empty] | Existing HPP
Generators | System | Baxvi 3 | VO&M Charge | 1,5 |  | $/MWh | 1 | [5 empty] | Existing HPP
Generators | System | Baxvi 3 | FO&M Charge | 46,56 |  | $/kW/yr | 1 | [5 empty] | Existing HPP
Generators | System | Baxvi 3 | Rating Factor | 100 | dry.csv | % | 1 |  |  |  | Dry |  | Existing HPP
Generators | System | Baxvi 3 | Rating Factor | 100 | flood.csv | % | 1 |  |  |  | Flood |  | Existing HPP
Generators | System | Baxvi 3 | Rating Factor | 100 | moderate.csv | % | 1 |  |  |  | Moderate |  | Existing HPP
Generators | System | Bjuja | Units | 1 |  | - | 1 | [5 empty] | Existing HPP
Generators | System | Bjuja | Max Capacity | 12,24 |  | MW | 1 | [5 empty] | Existing HPP
Generators | System | Bjuja | VO&M Charge | 1,5 |  | $/MWh | 1 | [5 empty] | Existing HPP
Generators | System | Bjuja | FO&M Charge | 45,4 |  | $/kW/yr | 1 | [5 empty] | Existing HPP
Generators | System | Bjuja | Rating Factor | 100 | dry.csv | % | 1 |  |  |  | Dry |  | Existing HPP
Generators | System | Bjuja | Rating Factor | 100 | flood.csv | % | 1 |  |  |  | Flood |  | Existing HPP
Generators | System | Bjuja | Rating Factor | 100 | moderate.csv | % | 1 |  |  |  | Moderate |  | Existing HPP
Generators | System | Bodorna HPP | Units | 1 |  | - | 1 | [5 empty] | Existing HPP
Generators | System | Bodorna HPP | Max Capacity | 2,5 |  | MW | 1 | [5 empty] | Existing HPP
Generators | System | Bodorna HPP | VO&M Charge | 1,5 |  | $/MWh | 1 | [5 empty] | Existing HPP
Generators | System | Bodorna HPP | FO&M Charge | 55,87 |  | $/kW/yr | 1 | [5 empty] | Existing HPP
Generators | System | Bodorna HPP | Rating Factor | 100 | dry.csv | % | 1 |  |  |  | Dry |  | Existing HPP
Generators | System | Bodorna HPP | Rating Factor | 100 | flood.csv | % | 1 |  |  |  | Flood |  | Existing HPP
Generators | System | Bodorna HPP | Rating Factor | 100 | moderate.csv | % | 1 |  |  |  | Moderate |  | Existing HPP
Generators | System | Chalahesi | Units | 1 |  | - | 1 | [5 empty] | Existing HPP
Generators | System | Chalahesi | Max Capacity | 1,5 |  | MW | 1 | [5 empty] | Existing HPP
Generators | System | Chalahesi | VO&M Charge | 1,5 |  | $/MWh | 1 | [5 empty] | Existing HPP
Generators | System | Chalahesi | FO&M Charge | 65,77 |  | $/kW/yr | 1 | [5 empty] | Existing HPP
Generators | System | Chalahesi | Rating Factor | 100 | dry.csv | % | 1 |  |  |  | Dry |  | Existing HPP
Generators | System | Chalahesi | Rating Factor | 100 | flood.csv | % | 1 |  |  |  | Flood |  | Existing HPP
Generators | System | Chalahesi | Rating Factor | 100 | moderate.csv | % | 1 |  |  |  | Moderate |  | Existing HPP
Generators | System | chapala | Units | 1 |  | - | 1 | 2019-12-31 |  |  |  |  | Existing HPP
Generators | System | chapala | Max Capacity | 0,43 |  | MW | 1 | 2019-12-31 |  |  |  |  | Existing HPP
Generators | System | chapala | VO&M Charge | 1,5 |  | $/MWh | 1 | [5 empty] | Existing HPP
Generators | System | chapala | FO&M Charge | 21,05 |  | $/kW/yr | 1 | [5 empty] | Existing HPP
Generators | System | chapala | Rating Factor | 100 | dry.csv | % | 1 | 2019-12-31 |  |  | Dry |  | Existing HPP
Generators | System | chapala | Rating Factor | 100 | flood.csv | % | 1 | 2019-12-31 |  |  | Flood |  | Existing HPP
Generators | System | chapala | Rating Factor | 100 | moderate.csv | % | 1 | 2019-12-31 |  |  | Moderate |  | Existing HPP
Generators | System | chapala | Build Cost | 2093 |  | $/kW | 1 | [5 empty] | Existing HPP
Generators | System | chapala | WACC | 10 |  | % | 1 | [5 empty] | Existing HPP
Generators | System | chapala | Economic Life | 40 |  | yr | 1 | [5 empty] | Existing HPP
Generators | System | chapala | Max Units Built | 0 |  | - | 1 | 2019-12-31 |  |  |  |  | Existing HPP
Generators | System | Chitaxevi hesi | Units | 1 |  | - | 1 | [5 empty] | Existing HPP
Generators | System | Chitaxevi hesi | Max Capacity | 21 |  | MW | 1 | [5 empty] | Existing HPP
Generators | System | Chitaxevi hesi | VO&M Charge | 1,5 |  | $/MWh | 1 | [5 empty] | Existing HPP
Generators | System | Chitaxevi hesi | FO&M Charge | 15,52 |  | $/kW/yr | 1 | [5 empty] | Existing HPP
Generators | System | Chitaxevi hesi | Rating Factor | 100 | dry.csv | % | 1 |  |  |  | Dry |  | Existing HPP
Generators | System | Chitaxevi hesi | Rating Factor | 100 | flood.csv | % | 1 |  |  |  | Flood |  | Existing HPP
Generators | System | Chitaxevi hesi | Rating Factor | 100 | moderate.csv | % | 1 |  |  |  | Moderate |  | Existing HPP
Generators | System | Chxorhesi | Units | 1 |  | - | 1 | [5 empty] | Existing HPP
Generators | System | Chxorhesi | Max Capacity | 6 |  | MW | 1 | [5 empty] | Existing HPP
Generators | System | Chxorhesi | VO&M Charge | 1,5 |  | $/MWh | 1 | [5 empty] | Existing HPP
Generators | System | Chxorhesi | FO&M Charge | 16,47 |  | $/kW/yr | 1 | [5 empty] | Existing HPP
Generators | System | Chxorhesi | Rating Factor | 100 | dry.csv | % | 1 |  |  |  | Dry |  | Existing HPP
Generators | System | Chxorhesi | Rating Factor | 100 | flood.csv | % | 1 |  |  |  | Flood |  | Existing HPP
Generators | System | Chxorhesi | Rating Factor | 100 | moderate.csv | % | 1 |  |  |  | Moderate |  | Existing HPP
Generators | System | Dagva HPP | Units | 1 |  | - | 1 | [5 empty] | Existing HPP
Generators | System | Dagva HPP | Max Capacity | 0,1 |  | MW | 1 | [5 empty] | Existing HPP
Generators | System | Dagva HPP | VO&M Charge | 1,5 |  | $/MWh | 1 | [5 empty] | Existing HPP
Generators | System | Dagva HPP | FO&M Charge | 55,87 |  | $/kW/yr | 1 | [5 empty] | Existing HPP
Generators | System | Dagva HPP | Rating Factor | 100 | dry.csv | % | 1 |  |  |  | Dry |  | Existing HPP
Generators | System | Dagva HPP | Rating Factor | 100 | flood.csv | % | 1 |  |  |  | Flood |  | Existing HPP
Generators | System | Dagva HPP | Rating Factor | 100 | moderate.csv | % | 1 |  |  |  | Moderate |  | Existing HPP
Generators | System | Dariali | Units | 1 |  | - | 1 | [5 empty] | Existing HPP
Generators | System | Dariali | Max Capacity | 108 |  | MW | 1 | [5 empty] | Existing HPP
Generators | System | Dariali | VO&M Charge | 1,5 |  | $/MWh | 1 | [5 empty] | Existing HPP
Generators | System | Dariali | FO&M Charge | 15,52 |  | $/kW/yr | 1 | [5 empty] | Existing HPP
Generators | System | Dariali | Rating Factor | 100 | dry.csv | % | 1 |  |  |  | Dry |  | Existing HPP
Generators | System | Dariali | Rating Factor | 100 | flood.csv | % | 1 |  |  |  | Flood |  | Existing HPP
Generators | System | Dariali | Rating Factor | 100 | moderate.csv | % | 1 |  |  |  | Moderate |  | Existing HPP
Generators | System | Dashbashi HPP | Units | 1 |  | - | 1 | [5 empty] | Existing HPP
Generators | System | Dashbashi HPP | Max Capacity | 1,26 |  | MW | 1 | [5 empty] | Existing HPP
Generators | System | Dashbashi HPP | VO&M Charge | 1,47 |  | $/MWh | 1 | [5 empty] | Existing HPP
Generators | System | Dashbashi HPP | FO&M Charge | 131,94 |  | $/kW/yr | 1 | [5 empty] | Existing HPP
Generators | System | Dashbashi HPP | Rating Factor | 100 | dry.csv | % | 1 |  |  |  | Dry |  | Existing HPP
Generators | System | Dashbashi HPP | Rating Factor | 100 | flood.csv | % | 1 |  |  |  | Flood |  | Existing HPP
Generators | System | Dashbashi HPP | Rating Factor | 100 | moderate.csv | % | 1 |  |  |  | Moderate |  | Existing HPP
Generators | System | Debedahesi | Units | 1 |  | - | 1 | [5 empty] | Existing HPP
Generators | System | Debedahesi | Max Capacity | 3,2 |  | MW | 1 | [5 empty] | Existing HPP
Generators | System | Debedahesi | VO&M Charge | 1,5 |  | $/MWh | 1 | [5 empty] | Existing HPP
Generators | System | Debedahesi | FO&M Charge | 24,83 |  | $/kW/yr | 1 | [5 empty] | Existing HPP
Generators | System | Debedahesi | Rating Factor | 100 | dry.csv | % | 1 |  |  |  | Dry |  | Existing HPP
Generators | System | Debedahesi | Rating Factor | 100 | flood.csv | % | 1 |  |  |  | Flood |  | Existing HPP
Generators | System | Debedahesi | Rating Factor | 100 | moderate.csv | % | 1 |  |  |  | Moderate |  | Existing HPP
Generators | System | Dvirula | Units | 1 |  | - | 1 | [5 empty] | Existing HPP
Generators | System | Dvirula | Max Capacity | 2 |  | MW | 1 | [5 empty] | Existing HPP
Generators | System | Dvirula | VO&M Charge | 1,5 |  | $/MWh | 1 | [5 empty] | Existing HPP
Generators | System | Dvirula | FO&M Charge | 12,97 |  | $/kW/yr | 1 | [5 empty] | Existing HPP
Generators | System | Dvirula | Rating Factor | 100 | dry.csv | % | 1 |  |  |  | Dry |  | Existing HPP
Generators | System | Dvirula | Rating Factor | 100 | flood.csv | % | 1 |  |  |  | Flood |  | Existing HPP
Generators | System | Dvirula | Rating Factor | 100 | moderate.csv | % | 1 |  |  |  | Moderate |  | Existing HPP
Generators | System | Dvirula | Build Cost | 1390 |  | $/kW | 1 | [5 empty] | Existing HPP
Generators | System | Dvirula | WACC | 10,59 |  | % | 1 | [5 empty] | Existing HPP
Generators | System | Dvirula | Economic Life | 25 |  | yr | 1 | [5 empty] | Existing HPP
Generators | System | Dvirula | Max Units Built | 0 |  | - | 1 | [5 empty] | Existing HPP
Generators | System | Dzama | Units | 1 |  | - | 1 | [5 empty] | Existing HPP
Generators | System | Dzama | Max Capacity | 0,8 |  | MW | 1 | [5 empty] | Existing HPP
Generators | System | Dzama | VO&M Charge | 1,5 |  | $/MWh | 1 | [5 empty] | Existing HPP
Generators | System | Dzama | FO&M Charge | 24,83 |  | $/kW/yr | 1 | [5 empty] | Existing HPP
Generators | System | Dzama | Rating Factor | 100 | dry.csv | % | 1 |  |  |  | Dry |  | Existing HPP
Generators | System | Dzama | Rating Factor | 100 | flood.csv | % | 1 |  |  |  | Flood |  | Existing HPP
Generators | System | Dzama | Rating Factor | 100 | moderate.csv | % | 1 |  |  |  | Moderate |  | Existing HPP
Generators | System | Energetiki HPP | Units | 1 |  | - | 1 | [5 empty] | Existing HPP
Generators | System | Energetiki HPP | Max Capacity | 0,59 |  | MW | 1 | [5 empty] | Existing HPP
Generators | System | Energetiki HPP | VO&M Charge | 1,5 |  | $/MWh | 1 | [5 empty] | Existing HPP
Generators | System | Energetiki HPP | FO&M Charge | 42,53 |  | $/kW/yr | 1 | [5 empty] | Existing HPP
Generators | System | Energetiki HPP | Rating Factor | 100 | dry.csv | % | 1 |  |  |  | Dry |  | Existing HPP
Generators | System | Energetiki HPP | Rating Factor | 100 | flood.csv | % | 1 |  |  |  | Flood |  | Existing HPP
Generators | System | Energetiki HPP | Rating Factor | 100 | moderate.csv | % | 1 |  |  |  | Moderate |  | Existing HPP
Generators | System | Fshavela - stori | Units | 1 |  | - | 1 | [5 empty] | Existing HPP
Generators | System | Fshavela - stori | Max Capacity | 1935 |  | MW | 1 | [5 empty] | Existing HPP
Generators | System | Fshavela - stori | VO&M Charge | 1,5 |  | $/MWh | 1 | [5 empty] | Existing HPP
Generators | System | Fshavela - stori | FO&M Charge | 45,64 |  | $/kW/yr | 1 | [5 empty] | Existing HPP
Generators | System | Fshavela - stori | Rating Factor | 100 | dry.csv | % | 1 |  |  |  | Dry |  | Existing HPP
Generators | System | Fshavela - stori | Rating Factor | 100 | flood.csv | % | 1 |  |  |  | Flood |  | Existing HPP
Generators | System | Fshavela - stori | Rating Factor | 100 | moderate.csv | % | 1 |  |  |  | Moderate |  | Existing HPP
Generators | System | Fshavela HPP | Units | 1 |  | - | 1 | [5 empty] | Existing HPP
Generators | System | Fshavela HPP | Max Capacity | 1 |  | MW | 1 | [5 empty] | Existing HPP
Generators | System | Fshavela HPP | VO&M Charge | 1,44 |  | $/MWh | 1 | [5 empty] | Existing HPP
Generators | System | Fshavela HPP | FO&M Charge | 55,87 |  | $/kW/yr | 1 | [5 empty] | Existing HPP
Generators | System | Fshavela HPP | Rating Factor | 100 | dry.csv | % | 1 |  |  |  | Dry |  | Existing HPP
Generators | System | Fshavela HPP | Rating Factor | 100 | flood.csv | % | 1 |  |  |  | Flood |  | Existing HPP
Generators | System | Fshavela HPP | Rating Factor | 100 | moderate.csv | % | 1 |  |  |  | Moderate |  | Existing HPP
Generators | System | Goresha | Units | 1 |  | - | 1 | [5 empty] | Existing HPP
Generators | System | Goresha | Max Capacity | 0,13 |  | MW | 1 | [5 empty] | Existing HPP
Generators | System | Goresha | VO&M Charge | 1,5 |  | $/MWh | 1 | [5 empty] | Existing HPP
Generators | System | Goresha | FO&M Charge | 55,87 |  | $/kW/yr | 1 | [5 empty] | Existing HPP
Generators | System | Goresha | Rating Factor | 100 | dry.csv | % | 1 |  |  |  | Dry |  | Existing HPP
Generators | System | Goresha | Rating Factor | 100 | flood.csv | % | 1 |  |  |  | Flood |  | Existing HPP
Generators | System | Goresha | Rating Factor | 100 | moderate.csv | % | 1 |  |  |  | Moderate |  | Existing HPP
Generators | System | Ifari hesi | Units | 1 |  | - | 1 | [5 empty] | Existing HPP
Generators | System | Ifari hesi | Max Capacity | 3 |  | MW | 1 | [5 empty] | Existing HPP
Generators | System | Ifari hesi | VO&M Charge | 1,5 |  | $/MWh | 1 | [5 empty] | Existing HPP
Generators | System | Ifari hesi | FO&M Charge | 15,04 |  | $/kW/yr | 1 | [5 empty] | Existing HPP
Generators | System | Ifari hesi | Rating Factor | 100 | dry.csv | % | 1 |  |  |  | Dry |  | Existing HPP
Generators | System | Ifari hesi | Rating Factor | 100 | flood.csv | % | 1 |  |  |  | Flood |  | Existing HPP
Generators | System | Ifari hesi | Rating Factor | 100 | moderate.csv | % | 1 |  |  |  | Moderate |  | Existing HPP
Generators | System | Ifari hesi | Build Cost | 1500 |  | $/kW | 1 | [5 empty] | Existing HPP
Generators | System | Ifari hesi | WACC | 13 |  | % | 1 | [5 empty] | Existing HPP
Generators | System | Ifari hesi | Economic Life | 40 |  | yr | 1 | [5 empty] | Existing HPP
Generators | System | Ifari hesi | Max Units Built | 0 |  | - | 1 | [5 empty] | Existing HPP
Generators | System | Igoeti HPP | Units | 1 |  | - | 1 | [5 empty] | Existing HPP
Generators | System | Igoeti HPP | Max Capacity | 1775 |  | MW | 1 | [5 empty] | Existing HPP
Generators | System | Igoeti HPP | VO&M Charge | 1,5 |  | $/MWh | 1 | [5 empty] | Existing HPP
Generators | System | Igoeti HPP | FO&M Charge | 48,54 |  | $/kW/yr | 1 | [5 empty] | Existing HPP
Generators | System | Igoeti HPP | Rating Factor | 100 | dry.csv | % | 1 |  |  |  | Dry |  | Existing HPP
Generators | System | Igoeti HPP | Rating Factor | 100 | flood.csv | % | 1 |  |  |  | Flood |  | Existing HPP
Generators | System | Igoeti HPP | Rating Factor | 100 | moderate.csv | % | 1 |  |  |  | Moderate |  | Existing HPP
Generators | System | Inwobahesi | Units | 1 |  | - | 1 | [5 empty] | Existing HPP
Generators | System | Inwobahesi | Max Capacity | 1,5 |  | MW | 1 | [5 empty] | Existing HPP
Generators | System | Inwobahesi | VO&M Charge | 1,5 |  | $/MWh | 1 | [5 empty] | Existing HPP
Generators | System | Inwobahesi | FO&M Charge | 53,38 |  | $/kW/yr | 1 | [5 empty] | Existing HPP
Generators | System | Inwobahesi | Rating Factor | 100 | dry.csv | % | 1 |  |  |  | Dry |  | Existing HPP
Generators | System | Inwobahesi | Rating Factor | 100 | flood.csv | % | 1 |  |  |  | Flood |  | Existing HPP
Generators | System | Inwobahesi | Rating Factor | 100 | moderate.csv | % | 1 |  |  |  | Moderate |  | Existing HPP
Generators | System | Jonouli HPP | Units | 1 |  | - | 1 | [5 empty] | Existing HPP
Generators | System | Jonouli HPP | Max Capacity | 1,85 |  | MW | 1 | [5 empty] | Existing HPP
Generators | System | Jonouli HPP | VO&M Charge | 1,5 |  | $/MWh | 1 | [5 empty] | Existing HPP
Generators | System | Jonouli HPP | FO&M Charge | 46,56 |  | $/kW/yr | 1 | [5 empty] | Existing HPP
Generators | System | Jonouli HPP | Rating Factor | 100 | dry.csv | % | 1 |  |  |  | Dry |  | Existing HPP
Generators | System | Jonouli HPP | Rating Factor | 100 | flood.csv | % | 1 |  |  |  | Flood |  | Existing HPP
Generators | System | Jonouli HPP | Rating Factor | 100 | moderate.csv | % | 1 |  |  |  | Moderate |  | Existing HPP
Generators | System | Kabalhesi | Units | 1 |  | - | 1 | [5 empty] | Existing HPP
Generators | System | Kabalhesi | Max Capacity | 1,5 |  | MW | 1 | [5 empty] | Existing HPP
Generators | System | Kabalhesi | VO&M Charge | 1,5 |  | $/MWh | 1 | [5 empty] | Existing HPP
Generators | System | Kabalhesi | FO&M Charge | 47,24 |  | $/kW/yr | 1 | [5 empty] | Existing HPP
Generators | System | Kabalhesi | Rating Factor | 100 | dry.csv | % | 1 |  |  |  | Dry |  | Existing HPP
Generators | System | Kabalhesi | Rating Factor | 100 | flood.csv | % | 1 |  |  |  | Flood |  | Existing HPP
Generators | System | Kabalhesi | Rating Factor | 100 | moderate.csv | % | 1 |  |  |  | Moderate |  | Existing HPP
Generators | System | Kasleti | Units | 1 |  | - | 1 | [5 empty] | Existing HPP
Generators | System | Kasleti | Max Capacity | 9,1 |  | MW | 1 | [5 empty] | Existing HPP
Generators | System | Kasleti | VO&M Charge | 1,5 |  | $/MWh | 1 | [5 empty] | Existing HPP
Generators | System | Kasleti | FO&M Charge | 37,25 |  | $/kW/yr | 1 | [5 empty] | Existing HPP
Generators | System | Kasleti | Rating Factor | 100 | dry.csv | % | 1 |  |  |  | Dry |  | Existing HPP
Generators | System | Kasleti | Rating Factor | 100 | flood.csv | % | 1 |  |  |  | Flood |  | Existing HPP
Generators | System | Kasleti | Rating Factor | 100 | moderate.csv | % | 1 |  |  |  | Moderate |  | Existing HPP
Generators | System | Kaxareti hesi | Units | 1 |  | - | 1 | [5 empty] | Existing HPP
Generators | System | Kaxareti hesi | Max Capacity | 2,08 |  | MW | 1 | [5 empty] | Existing HPP
Generators | System | Kaxareti hesi | VO&M Charge | 1,45 |  | $/MWh | 1 | [5 empty] | Existing HPP
Generators | System | Kaxareti hesi | FO&M Charge | 76,05 |  | $/kW/yr | 1 | [5 empty] | Existing HPP
Generators | System | Kaxareti hesi | Rating Factor | 100 | dry.csv | % | 1 |  |  |  | Dry |  | Existing HPP
Generators | System | Kaxareti hesi | Rating Factor | 100 | flood.csv | % | 1 |  |  |  | Flood |  | Existing HPP
Generators | System | Kaxareti hesi | Rating Factor | 100 | moderate.csv | % | 1 |  |  |  | Moderate |  | Existing HPP
Generators | System | Kazretihesi | Units | 1 |  | - | 1 | [5 empty] | Existing HPP
Generators | System | Kazretihesi | Max Capacity | 3,3 |  | MW | 1 | [5 empty] | Existing HPP
Generators | System | Kazretihesi | VO&M Charge | 1,5 |  | $/MWh | 1 | [5 empty] | Existing HPP
Generators | System | Kazretihesi | FO&M Charge | 24,57 |  | $/kW/yr | 1 | [5 empty] | Existing HPP
Generators | System | Kazretihesi | Rating Factor | 100 | dry.csv | % | 1 |  |  |  | Dry |  | Existing HPP
Generators | System | Kazretihesi | Rating Factor | 100 | flood.csv | % | 1 |  |  |  | Flood |  | Existing HPP
Generators | System | Kazretihesi | Rating Factor | 100 | moderate.csv | % | 1 |  |  |  | Moderate |  | Existing HPP
Generators | System | Khelra hesi | Units | 1 |  | - | 1 | [5 empty] | Existing HPP
Generators | System | Khelra hesi | Max Capacity | 3,3 |  | MW | 1 | [5 empty] | Existing HPP
Generators | System | Khelra hesi | VO&M Charge | 1,5 |  | $/MWh | 1 | [5 empty] | Existing HPP
Generators | System | Khelra hesi | FO&M Charge | 16,04 |  | $/kW/yr | 1 | [5 empty] | Existing HPP
Generators | System | Khelra hesi | Rating Factor | 100 | dry.csv | % | 1 |  |  |  | Dry |  | Existing HPP
Generators | System | Khelra hesi | Rating Factor | 100 | flood.csv | % | 1 |  |  |  | Flood |  | Existing HPP
Generators | System | Khelra hesi | Rating Factor | 100 | moderate.csv | % | 1 |  |  |  | Moderate |  | Existing HPP
Generators | System | Khelra hesi | Build Cost | 1606 |  | $/kW | 1 | [5 empty] | Existing HPP
Generators | System | Khelra hesi | WACC | 10,45 |  | % | 1 | [5 empty] | Existing HPP
Generators | System | Khelra hesi | Economic Life | 40 |  | yr | 1 | [5 empty] | Existing HPP
Generators | System | Khelra hesi | Max Units Built | 0 |  | - | 1 | [5 empty] | Existing HPP
Generators | System | Khelvachauri | Units | 1 |  | - | 1 | [5 empty] | Existing HPP
Generators | System | Khelvachauri | Max Capacity | 47,5 |  | MW | 1 | [5 empty] | Existing HPP
Generators | System | Khelvachauri | VO&M Charge | 1,5 |  | $/MWh | 1 | [5 empty] | Existing HPP
Generators | System | Khelvachauri | FO&M Charge | 15,52 |  | $/kW/yr | 1 | [5 empty] | Existing HPP
Generators | System | Khelvachauri | Rating Factor | 100 | dry.csv | % | 1 |  |  |  | NO |  | Existing HPP
Generators | System | Khelvachauri | Rating Factor | 100 | flood.csv | % | 1 |  |  |  | NO |  | Existing HPP
Generators | System | Khelvachauri | Rating Factor | 100 | moderate.csv | % | 1 |  |  |  | NO |  | Existing HPP
Generators | System | Khelvachauri | Efficiency Incr | 0,11 |  | MW/MW | 1 | [5 empty] | Existing HPP
Generators | System | Khrami | Units | 1 |  | - | 1 | 2020-06-06 |  |  |  |  | Existing HPP
Generators | System | Khrami | Max Capacity | 1,13 |  | MW | 1 | 2020-06-06 |  |  |  |  | Existing HPP
Generators | System | Khrami | VO&M Charge | 2,5 |  | $/MWh | 1 | [5 empty] | Existing HPP
Generators | System | Khrami | FO&M Charge | 22,81 |  | $/kW/yr | 1 | [5 empty] | Existing HPP
Generators | System | Khrami | Rating Factor | 100 | dry.csv | % | 1 | 2020-06-06 |  |  | Dry |  | Existing HPP
Generators | System | Khrami | Rating Factor | 100 | flood.csv | % | 1 | 2020-06-06 |  |  | Flood |  | Existing HPP
Generators | System | Khrami | Rating Factor | 100 | moderate.csv | % | 1 | 2020-06-06 |  |  | Moderate |  | Existing HPP
Generators | System | Khrami | Build Cost | 1308 |  | $/kW | 1 | [5 empty] | Existing HPP
Generators | System | Khrami | WACC | 8 |  | % | 1 | [5 empty] | Existing HPP
Generators | System | Khrami | Economic Life | 40 |  | yr | 1 | [5 empty] | Existing HPP
Generators | System | Kinkisha HPP | Units | 1 |  | - | 1 | [5 empty] | Existing HPP
Generators | System | Kinkisha HPP | Max Capacity | 0,864 |  | MW | 1 | [5 empty] | Existing HPP
Generators | System | Kinkisha HPP | VO&M Charge | 1,5 |  | $/MWh | 1 | [5 empty] | Existing HPP
Generators | System | Kinkisha HPP | FO&M Charge | 42,73 |  | $/kW/yr | 1 | [5 empty] | Existing HPP
Generators | System | Kinkisha HPP | Rating Factor | 100 | dry.csv | % | 1 |  |  |  | Dry |  | Existing HPP
Generators | System | Kinkisha HPP | Rating Factor | 100 | flood.csv | % | 1 |  |  |  | Flood |  | Existing HPP
Generators | System | Kinkisha HPP | Rating Factor | 100 | moderate.csv | % | 1 |  |  |  | Moderate |  | Existing HPP
Generators | System | KintriSha hesi | Units | 1 |  | - | 1 | [5 empty] | Existing HPP
Generators | System | KintriSha hesi | Max Capacity | 5,5 |  | MW | 1 | [5 empty] | Existing HPP
Generators | System | KintriSha hesi | VO&M Charge | 1,41 |  | $/MWh | 1 | [5 empty] | Existing HPP
Generators | System | KintriSha hesi | FO&M Charge | 122,56 |  | $/kW/yr | 1 | [5 empty] | Existing HPP
Generators | System | KintriSha hesi | Rating Factor | 100 | dry.csv | % | 1 |  |  |  | Dry |  | Existing HPP
Generators | System | KintriSha hesi | Rating Factor | 100 | flood.csv | % | 1 |  |  |  | Flood |  | Existing HPP
Generators | System | KintriSha hesi | Rating Factor | 100 | moderate.csv | % | 1 |  |  |  | Moderate |  | Existing HPP
Generators | System | kirnati hesi | Units | 1 |  | - | 1 | [5 empty] | Existing HPP
Generators | System | kirnati hesi | Max Capacity | 51 |  | MW | 1 | [5 empty] | Existing HPP
Generators | System | kirnati hesi | VO&M Charge | 1,5 |  | $/MWh | 1 | [5 empty] | Existing HPP
Generators | System | kirnati hesi | FO&M Charge | 55,87 |  | $/kW/yr | 1 | [5 empty] | Existing HPP
Generators | System | kirnati hesi | Rating Factor | 100 | dry.csv | % | 1 |  |  |  | NO |  | Existing HPP
Generators | System | kirnati hesi | Rating Factor | 100 | flood.csv | % | 1 |  |  |  | NO |  | Existing HPP
Generators | System | kirnati hesi | Rating Factor | 100 | moderate.csv | % | 1 |  |  |  | NO |  | Existing HPP
Generators | System | kirnati hesi | Efficiency Incr | 0,067 |  | MW/MW | 1 | [5 empty] | Existing HPP
Generators | System | Lakhami 1 | Units | 2 |  | - | 1 | [5 empty] | Existing HPP
Generators | System | Lakhami 1 | Max Capacity | 3,5 |  | MW | 1 | [5 empty] | Existing HPP
Generators | System | Lakhami 1 | VO&M Charge | 1,5 |  | $/MWh | 1 | [5 empty] | Existing HPP
Generators | System | Lakhami 1 | FO&M Charge | 19 |  | $/kW/yr | 1 | [5 empty] | Existing HPP
Generators | System | Lakhami 1 | Rating Factor | 100 | dry.csv | % | 1 |  |  |  | Dry |  | Existing HPP
Generators | System | Lakhami 1 | Rating Factor | 100 | flood.csv | % | 1 |  |  |  | Flood |  | Existing HPP
Generators | System | Lakhami 1 | Rating Factor | 100 | moderate.csv | % | 1 |  |  |  | Moderate |  | Existing HPP
Generators | System | Lakhami 1 | Build Cost | 1744 |  | $/kW | 1 | [5 empty] | Existing HPP
Generators | System | Lakhami 1 | WACC | 15 |  | % | 1 | [5 empty] | Existing HPP
Generators | System | Lakhami 1 | Economic Life | 21 |  | yr | 1 | [5 empty] | Existing HPP
Generators | System | Lakhami 2 | Units | 1 |  | - | 1 | [5 empty] | Existing HPP
Generators | System | Lakhami 2 | Max Capacity | 9,5 |  | MW | 1 | [5 empty] | Existing HPP
Generators | System | Lakhami 2 | VO&M Charge | 1,5 |  | $/MWh | 1 | [5 empty] | Existing HPP
Generators | System | Lakhami 2 | FO&M Charge | 15 |  | $/kW/yr | 1 | [5 empty] | Existing HPP
Generators | System | Lakhami 2 | Rating Factor | 100 | dry.csv | % | 1 |  |  |  | Dry |  | Existing HPP
Generators | System | Lakhami 2 | Rating Factor | 100 | flood.csv | % | 1 |  |  |  | Flood |  | Existing HPP
Generators | System | Lakhami 2 | Rating Factor | 100 | moderate.csv | % | 1 |  |  |  | Moderate |  | Existing HPP
Generators | System | Lakhami 2 | Build Cost | 1557 |  | $/kW | 1 | [5 empty] | Existing HPP
Generators | System | Lakhami 2 | WACC | 15 |  | % | 1 | [5 empty] | Existing HPP
Generators | System | Lakhami 2 | Economic Life | 21 |  | yr | 1 | [5 empty] | Existing HPP
Generators | System | Larsi hesi | Units | 1 |  | - | 1 | [5 empty] | Existing HPP
Generators | System | Larsi hesi | Max Capacity | 19 |  | MW | 1 | [5 empty] | Existing HPP
Generators | System | Larsi hesi | VO&M Charge | 1,5 |  | $/MWh | 1 | [5 empty] | Existing HPP
Generators | System | Larsi hesi | FO&M Charge | 15,52 |  | $/kW/yr | 1 | [5 empty] | Existing HPP
Generators | System | Larsi hesi | Rating Factor | 100 | dry.csv | % | 1 |  |  |  | Dry |  | Existing HPP
Generators | System | Larsi hesi | Rating Factor | 100 | flood.csv | % | 1 |  |  |  | Flood |  | Existing HPP
Generators | System | Larsi hesi | Rating Factor | 100 | moderate.csv | % | 1 |  |  |  | Moderate |  | Existing HPP
Generators | System | Lopotahesi | Units | 1 |  | - | 1 | [5 empty] | Existing HPP
Generators | System | Lopotahesi | Max Capacity | 2,5 |  | MW | 1 | [5 empty] | Existing HPP
Generators | System | Lopotahesi | VO&M Charge | 1,5 |  | $/MWh | 1 | [5 empty] | Existing HPP
Generators | System | Lopotahesi | FO&M Charge | 24,83 |  | $/kW/yr | 1 | [5 empty] | Existing HPP
Generators | System | Lopotahesi | Rating Factor | 100 | dry.csv | % | 1 |  |  |  | Dry |  | Existing HPP
Generators | System | Lopotahesi | Rating Factor | 100 | flood.csv | % | 1 |  |  |  | Flood |  | Existing HPP
Generators | System | Lopotahesi | Rating Factor | 100 | moderate.csv | % | 1 |  |  |  | Moderate |  | Existing HPP
Generators | System | Machaxela HPP | Units | 1 |  | - | 1 | [5 empty] | Existing HPP
Generators | System | Machaxela HPP | Max Capacity | 2175 |  | MW | 1 | [5 empty] | Existing HPP
Generators | System | Machaxela HPP | VO&M Charge | 1,5 |  | $/MWh | 1 | [5 empty] | Existing HPP
Generators | System | Machaxela HPP | FO&M Charge | 52,76 |  | $/kW/yr | 1 | [5 empty] | Existing HPP
Generators | System | Machaxela HPP | Rating Factor | 100 | dry.csv | % | 1 |  |  |  | Dry |  | Existing HPP
Generators | System | Machaxela HPP | Rating Factor | 100 | flood.csv | % | 1 |  |  |  | Flood |  | Existing HPP
Generators | System | Machaxela HPP | Rating Factor | 100 | moderate.csv | % | 1 |  |  |  | Moderate |  | Existing HPP
Generators | System | Maqsania HPP | Units | 1 |  | - | 1 | [5 empty] | Existing HPP
Generators | System | Maqsania HPP | Max Capacity | 0,5 |  | MW | 1 | [5 empty] | Existing HPP
Generators | System | Maqsania HPP | VO&M Charge | 1,5 |  | $/MWh | 1 | [5 empty] | Existing HPP
Generators | System | Maqsania HPP | FO&M Charge | 54,44 |  | $/kW/yr | 1 | [5 empty] | Existing HPP
Generators | System | Maqsania HPP | Rating Factor | 100 | dry.csv | % | 1 |  |  |  | Dry |  | Existing HPP
Generators | System | Maqsania HPP | Rating Factor | 100 | flood.csv | % | 1 |  |  |  | Flood |  | Existing HPP
Generators | System | Maqsania HPP | Rating Factor | 100 | moderate.csv | % | 1 |  |  |  | Moderate |  | Existing HPP
Generators | System | Marneulihesi | Units | 1 |  | - | 1 | [5 empty] | Existing HPP
Generators | System | Marneulihesi | Max Capacity | 0,25 |  | MW | 1 | [5 empty] | Existing HPP
Generators | System | Marneulihesi | VO&M Charge | 1,39 |  | $/MWh | 1 | [5 empty] | Existing HPP
Generators | System | Marneulihesi | FO&M Charge | 68,38 |  | $/kW/yr | 1 | [5 empty] | Existing HPP
Generators | System | Marneulihesi | Rating Factor | 100 | dry.csv | % | 1 |  |  |  | Dry |  | Existing HPP
Generators | System | Marneulihesi | Rating Factor | 100 | flood.csv | % | 1 |  |  |  | Flood |  | Existing HPP
Generators | System | Marneulihesi | Rating Factor | 100 | moderate.csv | % | 1 |  |  |  | Moderate |  | Existing HPP
Generators | System | Martyofihesi | Units | 1 |  | - | 1 | [5 empty] | Existing HPP
Generators | System | Martyofihesi | Max Capacity | 3,87 |  | MW | 1 | [5 empty] | Existing HPP
Generators | System | Martyofihesi | VO&M Charge | 1,5 |  | $/MWh | 1 | [5 empty] | Existing HPP
Generators | System | Martyofihesi | FO&M Charge | 18,39 |  | $/kW/yr | 1 | [5 empty] | Existing HPP
Generators | System | Martyofihesi | Rating Factor | 100 | dry.csv | % | 1 |  |  |  | Dry |  | Existing HPP
Generators | System | Martyofihesi | Rating Factor | 100 | flood.csv | % | 1 |  |  |  | Flood |  | Existing HPP
Generators | System | Martyofihesi | Rating Factor | 100 | moderate.csv | % | 1 |  |  |  | Moderate |  | Existing HPP
Generators | System | Mashaverahesi | Units | 1 |  | - | 1 | [5 empty] | Existing HPP
Generators | System | Mashaverahesi | Max Capacity | 1 |  | MW | 1 | [5 empty] | Existing HPP
Generators | System | Mashaverahesi | VO&M Charge | 1,5 |  | $/MWh | 1 | [5 empty] | Existing HPP
Generators | System | Mashaverahesi | FO&M Charge | 40,35 |  | $/kW/yr | 1 | [5 empty] | Existing HPP
Generators | System | Mashaverahesi | Rating Factor | 100 | dry.csv | % | 1 |  |  |  | Dry |  | Existing HPP
Generators | System | Mashaverahesi | Rating Factor | 100 | flood.csv | % | 1 |  |  |  | Flood |  | Existing HPP
Generators | System | Mashaverahesi | Rating Factor | 100 | moderate.csv | % | 1 |  |  |  | Moderate |  | Existing HPP
Generators | System | Mestiachala 1 | Units | 1 |  | - | 1 | [5 empty] | Existing HPP
Generators | System | Mestiachala 1 | Max Capacity | 20 |  | MW | 1 | [5 empty] | Existing HPP
Generators | System | Mestiachala 1 | VO&M Charge | 1,5 |  | $/MWh | 1 | [5 empty] | Existing HPP
Generators | System | Mestiachala 1 | FO&M Charge | 52,76 |  | $/kW/yr | 1 | [5 empty] | Existing HPP
Generators | System | Mestiachala 1 | Rating Factor | 100 | dry.csv | % | 1 |  |  |  | Dry |  | Existing HPP
Generators | System | Mestiachala 1 | Rating Factor | 100 | flood.csv | % | 1 |  |  |  | Flood |  | Existing HPP
Generators | System | Mestiachala 1 | Rating Factor | 100 | moderate.csv | % | 1 |  |  |  | Moderate |  | Existing HPP
Generators | System | Mestiachala 2 | Units | 1 |  | - | 1 | [5 empty] | Existing HPP
Generators | System | Mestiachala 2 | Max Capacity | 30 |  | MW | 1 | [5 empty] | Existing HPP
Generators | System | Mestiachala 2 | VO&M Charge | 1,5 |  | $/MWh | 1 | [5 empty] | Existing HPP
Generators | System | Mestiachala 2 | FO&M Charge | 40,35 |  | $/kW/yr | 1 | [5 empty] | Existing HPP
Generators | System | Mestiachala 2 | Rating Factor | 100 | dry.csv | % | 1 |  |  |  | Dry |  | Existing HPP
Generators | System | Mestiachala 2 | Rating Factor | 100 | flood.csv | % | 1 |  |  |  | Flood |  | Existing HPP
Generators | System | Mestiachala 2 | Rating Factor | 100 | moderate.csv | % | 1 |  |  |  | Moderate |  | Existing HPP
Generators | System | Misaqcieli HPP | Units | 1 |  | - | 1 | [5 empty] | Existing HPP
Generators | System | Misaqcieli HPP | Max Capacity | 2,75 |  | MW | 1 | [5 empty] | Existing HPP
Generators | System | Misaqcieli HPP | VO&M Charge | 1,5 |  | $/MWh | 1 | [5 empty] | Existing HPP
Generators | System | Misaqcieli HPP | FO&M Charge | 44,49 |  | $/kW/yr | 1 | [5 empty] | Existing HPP
Generators | System | Misaqcieli HPP | Rating Factor | 100 | dry.csv | % | 1 |  |  |  | Dry |  | Existing HPP
Generators | System | Misaqcieli HPP | Rating Factor | 100 | flood.csv | % | 1 |  |  |  | Flood |  | Existing HPP
Generators | System | Misaqcieli HPP | Rating Factor | 100 | moderate.csv | % | 1 |  |  |  | Moderate |  | Existing HPP
Generators | System | Nabeglavi hesi | Units | 1 |  | - | 1 | [5 empty] | Existing HPP
Generators | System | Nabeglavi hesi | Max Capacity | 2 |  | MW | 1 | [5 empty] | Existing HPP
Generators | System | Nabeglavi hesi | VO&M Charge | 1,46 |  | $/MWh | 1 | [5 empty] | Existing HPP
Generators | System | Nabeglavi hesi | FO&M Charge | 68,66 |  | $/kW/yr | 1 | [5 empty] | Existing HPP
Generators | System | Nabeglavi hesi | Rating Factor | 100 | dry.csv | % | 1 |  |  |  | Dry |  | Existing HPP
Generators | System | Nabeglavi hesi | Rating Factor | 100 | flood.csv | % | 1 |  |  |  | Flood |  | Existing HPP
Generators | System | Nabeglavi hesi | Rating Factor | 100 | moderate.csv | % | 1 |  |  |  | Moderate |  | Existing HPP
Generators | System | Okami HPP | Units | 1 |  | - | 1 | [5 empty] | Existing HPP
Generators | System | Okami HPP | Max Capacity | 1,6 |  | MW | 1 | [5 empty] | Existing HPP
Generators | System | Okami HPP | VO&M Charge | 1,5 |  | $/MWh | 1 | [5 empty] | Existing HPP
Generators | System | Okami HPP | FO&M Charge | 34,31 |  | $/kW/yr | 1 | [5 empty] | Existing HPP
Generators | System | Okami HPP | Rating Factor | 100 | dry.csv | % | 1 |  |  |  | Dry |  | Existing HPP
Generators | System | Okami HPP | Rating Factor | 100 | flood.csv | % | 1 |  |  |  | Flood |  | Existing HPP
Generators | System | Okami HPP | Rating Factor | 100 | moderate.csv | % | 1 |  |  |  | Moderate |  | Existing HPP
Generators | System | old energy | Units | 1 |  | - | 1 | [5 empty] | Existing HPP
Generators | System | old energy | Max Capacity | 21,4 |  | MW | 1 | [5 empty] | Existing HPP
Generators | System | old energy | VO&M Charge | 1,5 |  | $/MWh | 1 | [5 empty] | Existing HPP
Generators | System | old energy | FO&M Charge | 55,87 |  | $/kW/yr | 1 | [5 empty] | Existing HPP
Generators | System | old energy | Rating Factor | 100 | dry.csv | % | 1 |  |  |  | Dry |  | Existing HPP
Generators | System | old energy | Rating Factor | 100 | flood.csv | % | 1 |  |  |  | Flood |  | Existing HPP
Generators | System | old energy | Rating Factor | 100 | moderate.csv | % | 1 |  |  |  | Moderate |  | Existing HPP
Generators | System | Oro HPP | Units | 1 |  | - | 1 | [5 empty] | Existing HPP
Generators | System | Oro HPP | Max Capacity | 1,2 |  | MW | 1 | [5 empty] | Existing HPP
Generators | System | Oro HPP | VO&M Charge | 1,5 |  | $/MWh | 1 | [5 empty] | Existing HPP
Generators | System | Oro HPP | FO&M Charge | 55,87 |  | $/kW/yr | 1 | [5 empty] | Existing HPP
Generators | System | Oro HPP | Rating Factor | 100 | dry.csv | % | 1 |  |  |  | Dry |  | Existing HPP
Generators | System | Oro HPP | Rating Factor | 100 | flood.csv | % | 1 |  |  |  | Flood |  | Existing HPP
Generators | System | Oro HPP | Rating Factor | 100 | moderate.csv | % | 1 |  |  |  | Moderate |  | Existing HPP
Generators | System | Ortachalahesi | Units | 1 |  | - | 1 | [5 empty] | Existing HPP
Generators | System | Ortachalahesi | Max Capacity | 18 |  | MW | 1 | [5 empty] | Existing HPP
Generators | System | Ortachalahesi | VO&M Charge | 1,5 |  | $/MWh | 1 | [5 empty] | Existing HPP
Generators | System | Ortachalahesi | FO&M Charge | 15,52 |  | $/kW/yr | 1 | [5 empty] | Existing HPP
Generators | System | Ortachalahesi | Rating Factor | 100 | dry.csv | % | 1 |  |  |  | Dry |  | Existing HPP
Generators | System | Ortachalahesi | Rating Factor | 100 | flood.csv | % | 1 |  |  |  | Flood |  | Existing HPP
Generators | System | Ortachalahesi | Rating Factor | 100 | moderate.csv | % | 1 |  |  |  | Moderate |  | Existing HPP
Generators | System | Pantiani HPP | Units | 1 |  | - | 1 | [5 empty] | Existing HPP
Generators | System | Pantiani HPP | Max Capacity | 0,4 |  | MW | 1 | [5 empty] | Existing HPP
Generators | System | Pantiani HPP | VO&M Charge | 1,5 |  | $/MWh | 1 | [5 empty] | Existing HPP
Generators | System | Pantiani HPP | FO&M Charge | 55,87 |  | $/kW/yr | 1 | [5 empty] | Existing HPP
Generators | System | Pantiani HPP | Rating Factor | 100 | dry.csv | % | 1 |  |  |  | Dry |  | Existing HPP
Generators | System | Pantiani HPP | Rating Factor | 100 | flood.csv | % | 1 |  |  |  | Flood |  | Existing HPP
Generators | System | Pantiani HPP | Rating Factor | 100 | moderate.csv | % | 1 |  |  |  | Moderate |  | Existing HPP
Generators | System | Pharavanhesi | Units | 1 |  | - | 1 | [5 empty] | Existing HPP
Generators | System | Pharavanhesi | Max Capacity | 86 |  | MW | 1 | [5 empty] | Existing HPP
Generators | System | Pharavanhesi | VO&M Charge | 1,5 |  | $/MWh | 1 | [5 empty] | Existing HPP
Generators | System | Pharavanhesi | FO&M Charge | 15,52 |  | $/kW/yr | 1 | [5 empty] | Existing HPP
Generators | System | Pharavanhesi | Rating Factor | 100 | dry.csv | % | 1 |  |  |  | Dry |  | Existing HPP
Generators | System | Pharavanhesi | Rating Factor | 100 | flood.csv | % | 1 |  |  |  | Flood |  | Existing HPP
Generators | System | Pharavanhesi | Rating Factor | 100 | moderate.csv | % | 1 |  |  |  | Moderate |  | Existing HPP
Generators | System | Racha HPP | Units | 1 |  | - | 1 | [5 empty] | Existing HPP
Generators | System | Racha HPP | Max Capacity | 11 |  | MW | 1 | [5 empty] | Existing HPP
Generators | System | Racha HPP | VO&M Charge | 1,5 |  | $/MWh | 1 | [5 empty] | Existing HPP
Generators | System | Racha HPP | FO&M Charge | 55,87 |  | $/kW/yr | 1 | [5 empty] | Existing HPP
Generators | System | Racha HPP | Rating Factor | 100 | dry.csv | % | 1 |  |  |  | Dry |  | Existing HPP
Generators | System | Racha HPP | Rating Factor | 100 | flood.csv | % | 1 |  |  |  | Flood |  | Existing HPP
Generators | System | Racha HPP | Rating Factor | 100 | moderate.csv | % | 1 |  |  |  | Moderate |  | Existing HPP
Generators | System | Riceula hesi | Units | 1 |  | - | 1 | [5 empty] | Existing HPP
Generators | System | Riceula hesi | Max Capacity | 6,32 |  | MW | 1 | [5 empty] | Existing HPP
Generators | System | Riceula hesi | VO&M Charge | 1,5 |  | $/MWh | 1 | [5 empty] | Existing HPP
Generators | System | Riceula hesi | FO&M Charge | 55,87 |  | $/kW/yr | 1 | [5 empty] | Existing HPP
Generators | System | Riceula hesi | Rating Factor | 100 | dry.csv | % | 1 |  |  |  | Dry |  | Existing HPP
Generators | System | Riceula hesi | Rating Factor | 100 | flood.csv | % | 1 |  |  |  | Flood |  | Existing HPP
Generators | System | Riceula hesi | Rating Factor | 100 | moderate.csv | % | 1 |  |  |  | Moderate |  | Existing HPP
Generators | System | Rustavi HPP | Units | 1 |  | - | 1 | [5 empty] | Existing HPP
Generators | System | Rustavi HPP | Max Capacity | 0,5 |  | MW | 1 | [5 empty] | Existing HPP
Generators | System | Rustavi HPP | VO&M Charge | 1,5 |  | $/MWh | 1 | [5 empty] | Existing HPP
Generators | System | Rustavi HPP | FO&M Charge | 55,87 |  | $/kW/yr | 1 | [5 empty] | Existing HPP
Generators | System | Rustavi HPP | Rating Factor | 100 | dry.csv | % | 1 |  |  |  | Dry |  | Existing HPP
Generators | System | Rustavi HPP | Rating Factor | 100 | flood.csv | % | 1 |  |  |  | Flood |  | Existing HPP
Generators | System | Rustavi HPP | Rating Factor | 100 | moderate.csv | % | 1 |  |  |  | Moderate |  | Existing HPP
Generators | System | Sacxenisihesi | Units | 1 |  | - | 1 | [5 empty] | Existing HPP
Generators | System | Sacxenisihesi | Max Capacity | 14 |  | MW | 1 | [5 empty] | Existing HPP
Generators | System | Sacxenisihesi | VO&M Charge | 1,5 |  | $/MWh | 1 | [5 empty] | Existing HPP
Generators | System | Sacxenisihesi | FO&M Charge | 15,52 |  | $/kW/yr | 1 | [5 empty] | Existing HPP
Generators | System | Sacxenisihesi | Rating Factor | 100 | dry.csv | % | 1 |  |  |  | Dry |  | Existing HPP
Generators | System | Sacxenisihesi | Rating Factor | 100 | flood.csv | % | 1 |  |  |  | Flood |  | Existing HPP
Generators | System | Sacxenisihesi | Rating Factor | 100 | moderate.csv | % | 1 |  |  |  | Moderate |  | Existing HPP
Generators | System | Saguramo hesi | Units | 1 |  | - | 1 | [5 empty] | Existing HPP
Generators | System | Saguramo hesi | Max Capacity | 4,5 |  | MW | 1 | [5 empty] | Existing HPP
Generators | System | Saguramo hesi | VO&M Charge | 1,5 |  | $/MWh | 1 | [5 empty] | Existing HPP
Generators | System | Saguramo hesi | FO&M Charge | 55,87 |  | $/kW/yr | 1 | [5 empty] | Existing HPP
Generators | System | Saguramo hesi | Rating Factor | 100 | dry.csv | % | 1 |  |  |  | Dry |  | Existing HPP
Generators | System | Saguramo hesi | Rating Factor | 100 | flood.csv | % | 1 |  |  |  | Flood |  | Existing HPP
Generators | System | Saguramo hesi | Rating Factor | 100 | moderate.csv | % | 1 |  |  |  | Moderate |  | Existing HPP
Generators | System | Sanalia HPP | Units | 1 |  | - | 1 | [5 empty] | Existing HPP
Generators | System | Sanalia HPP | Max Capacity | 3 |  | MW | 1 | [5 empty] | Existing HPP
Generators | System | Sanalia HPP | VO&M Charge | 1,5 |  | $/MWh | 1 | [5 empty] | Existing HPP
Generators | System | Sanalia HPP | FO&M Charge | 55,87 |  | $/kW/yr | 1 | [5 empty] | Existing HPP
Generators | System | Sanalia HPP | Rating Factor | 100 | dry.csv | % | 1 |  |  |  | Dry |  | Existing HPP
Generators | System | Sanalia HPP | Rating Factor | 100 | flood.csv | % | 1 |  |  |  | Flood |  | Existing HPP
Generators | System | Sanalia HPP | Rating Factor | 100 | moderate.csv | % | 1 |  |  |  | Moderate |  | Existing HPP
Generators | System | Sashvala 1 | Units | 1 |  | - | 1 | [5 empty] | Existing HPP
Generators | System | Sashvala 1 | Max Capacity | 6,99 |  | MW | 1 | [5 empty] | Existing HPP
Generators | System | Sashvala 1 | VO&M Charge | 1,5 |  | $/MWh | 1 | [5 empty] | Existing HPP
Generators | System | Sashvala 1 | FO&M Charge | 15 |  | $/kW/yr | 1 | [5 empty] | Existing HPP
Generators | System | Sashvala 1 | Rating Factor | 100 | dry.csv | % | 1 |  |  |  | Dry |  | Existing HPP
Generators | System | Sashvala 1 | Rating Factor | 100 | flood.csv | % | 1 |  |  |  | Flood |  | Existing HPP
Generators | System | Sashvala 1 | Rating Factor | 100 | moderate.csv | % | 1 |  |  |  | Moderate |  | Existing HPP
Generators | System | Sashvala 1 | Build Cost | 1394 |  | $/kW | 1 | [5 empty] | Existing HPP
Generators | System | Sashvala 1 | WACC | 10 |  | % | 1 | [5 empty] | Existing HPP
Generators | System | Sashvala 1 | Economic Life | 40 |  | yr | 1 | [5 empty] | Existing HPP
Generators | System | Sashvala 1 | Max Units Built | 0 |  | - | 1 | [5 empty] | Existing HPP
Generators | System | Sashvala 2 | Units | 1 |  | - | 1 | [5 empty] | Existing HPP
Generators | System | Sashvala 2 | Max Capacity | 5 |  | MW | 1 | [5 empty] | Existing HPP
Generators | System | Sashvala 2 | VO&M Charge | 1,5 |  | $/MWh | 1 | [5 empty] | Existing HPP
Generators | System | Sashvala 2 | FO&M Charge | 15 |  | $/kW/yr | 1 | [5 empty] | Existing HPP
Generators | System | Sashvala 2 | Rating Factor | 100 | dry.csv | % | 1 |  |  |  | Dry |  | Existing HPP
Generators | System | Sashvala 2 | Rating Factor | 100 | flood.csv | % | 1 |  |  |  | Flood |  | Existing HPP
Generators | System | Sashvala 2 | Rating Factor | 100 | moderate.csv | % | 1 |  |  |  | Moderate |  | Existing HPP
Generators | System | Sashvala 2 | Build Cost | 1394 |  | $/kW | 1 | [5 empty] | Existing HPP
Generators | System | Sashvala 2 | WACC | 10 |  | % | 1 | [5 empty] | Existing HPP
Generators | System | Sashvala 2 | Economic Life | 40 |  | yr | 1 | [5 empty] | Existing HPP
Generators | System | Shaqshaqeti hesi | Units | 1 |  | - | 1 | [5 empty] | Existing HPP
Generators | System | Shaqshaqeti hesi | Max Capacity | 1875 |  | MW | 1 | [5 empty] | Existing HPP
Generators | System | Shaqshaqeti hesi | VO&M Charge | 1,5 |  | $/MWh | 1 | [5 empty] | Existing HPP
Generators | System | Shaqshaqeti hesi | FO&M Charge | 55,87 |  | $/kW/yr | 1 | [5 empty] | Existing HPP
Generators | System | Shaqshaqeti hesi | Rating Factor | 100 | dry.csv | % | 1 |  |  |  | Dry |  | Existing HPP
Generators | System | Shaqshaqeti hesi | Rating Factor | 100 | flood.csv | % | 1 |  |  |  | Flood |  | Existing HPP
Generators | System | Shaqshaqeti hesi | Rating Factor | 100 | moderate.csv | % | 1 |  |  |  | Moderate |  | Existing HPP
Generators | System | Shilda 1 | Units | 1 |  | - | 1 | [5 empty] | Existing HPP
Generators | System | Shilda 1 | Max Capacity | 1,2 |  | MW | 1 | [5 empty] | Existing HPP
Generators | System | Shilda 1 | VO&M Charge | 1,5 |  | $/MWh | 1 | [5 empty] | Existing HPP
Generators | System | Shilda 1 | FO&M Charge | 55,87 |  | $/kW/yr | 1 | [5 empty] | Existing HPP
Generators | System | Shilda 1 | Rating Factor | 100 | dry.csv | % | 1 |  |  |  | Dry |  | Existing HPP
Generators | System | Shilda 1 | Rating Factor | 100 | flood.csv | % | 1 |  |  |  | Flood |  | Existing HPP
Generators | System | Shilda 1 | Rating Factor | 100 | moderate.csv | % | 1 |  |  |  | Moderate |  | Existing HPP
Generators | System | Shildahesi | Units | 1 |  | - | 1 | [5 empty] | Existing HPP
Generators | System | Shildahesi | Max Capacity | 5 |  | MW | 1 | [5 empty] | Existing HPP
Generators | System | Shildahesi | VO&M Charge | 1,5 |  | $/MWh | 1 | [5 empty] | Existing HPP
Generators | System | Shildahesi | FO&M Charge | 55,87 |  | $/kW/yr | 1 | [5 empty] | Existing HPP
Generators | System | Shildahesi | Rating Factor | 100 | dry.csv | % | 1 |  |  |  | Dry |  | Existing HPP
Generators | System | Shildahesi | Rating Factor | 100 | flood.csv | % | 1 |  |  |  | Flood |  | Existing HPP
Generators | System | Shildahesi | Rating Factor | 100 | moderate.csv | % | 1 |  |  |  | Moderate |  | Existing HPP
Generators | System | Shuakhevi HPP | Units | 2 |  | - | 1 | [5 empty] | Existing HPP
Generators | System | Shuakhevi HPP | Max Capacity | 89 |  | MW | 1 | [5 empty] | Existing HPP
Generators | System | Shuakhevi HPP | Min Stable Level | 10 |  | MW | 1 | [5 empty] | Existing HPP
Generators | System | Shuakhevi HPP | VO&M Charge | 1,5 |  | $/MWh | 1 | [5 empty] | Existing HPP
Generators | System | Shuakhevi HPP | FO&M Charge | 15,52 |  | $/kW/yr | 1 | [5 empty] | Existing HPP
Generators | System | Shuakhevi HPP | Rating Factor | 100 | dry.csv | % | 1 |  |  |  | NO |  | Existing HPP
Generators | System | Shuakhevi HPP | Rating Factor | 100 | flood.csv | % | 1 |  |  |  | NO |  | Existing HPP
Generators | System | Shuakhevi HPP | Rating Factor | 100 | moderate.csv | % | 1 |  |  |  | NO |  | Existing HPP
Generators | System | Shuakhevi HPP | Max Ramp Up | 80 |  | MW/min | 1 | [5 empty] | Existing HPP
Generators | System | Shuakhevi HPP | Max Ramp Down | 80 |  | MW/min | 1 | [5 empty] | Existing HPP
Generators | System | Shuakhevi HPP | Efficiency Incr | 3,83 |  | MW/MW | 1 | [5 empty] | Existing HPP
Generators | System | Sionihesi | Units | 1 |  | - | 1 | [5 empty] | Existing HPP
Generators | System | Sionihesi | Max Capacity | 9,14 |  | MW | 1 | [5 empty] | Existing HPP
Generators | System | Sionihesi | VO&M Charge | 1,5 |  | $/MWh | 1 | [5 empty] | Existing HPP
Generators | System | Sionihesi | FO&M Charge | 55,87 |  | $/kW/yr | 1 | [5 empty] | Existing HPP
Generators | System | Sionihesi | Rating Factor | 100 | dry.csv | % | 1 |  |  |  | Dry |  | Existing HPP
Generators | System | Sionihesi | Rating Factor | 100 | flood.csv | % | 1 |  |  |  | Flood |  | Existing HPP
Generators | System | Sionihesi | Rating Factor | 100 | moderate.csv | % | 1 |  |  |  | Moderate |  | Existing HPP
Generators | System | Skalta | Units | 3 |  | - | 1 | [5 empty] | Existing HPP
Generators | System | Skalta | Max Capacity | 3 |  | MW | 1 | [5 empty] | Existing HPP
Generators | System | Skalta | VO&M Charge | 1,5 |  | $/MWh | 1 | [5 empty] | Existing HPP
Generators | System | Skalta | FO&M Charge | 16 |  | $/kW/yr | 1 | [5 empty] | Existing HPP
Generators | System | Skalta | Rating Factor | 100 | dry.csv | % | 1 |  |  |  | Dry |  | Existing HPP
Generators | System | Skalta | Rating Factor | 100 | flood.csv | % | 1 |  |  |  | Flood |  | Existing HPP
Generators | System | Skalta | Rating Factor | 100 | moderate.csv | % | 1 |  |  |  | Moderate |  | Existing HPP
Generators | System | Skalta | Build Cost | 1633 |  | $/kW | 1 | [5 empty] | Existing HPP
Generators | System | Skalta | WACC | 10 |  | % | 1 | [5 empty] | Existing HPP
Generators | System | Skalta | Economic Life | 40 |  | yr | 1 | [5 empty] | Existing HPP
Generators | System | Skalta | Max Units Built | 0 |  | - | 1 | [5 empty] | Existing HPP
Generators | System | Skurdidi HPP | Units | 1 |  | - | 1 | [5 empty] | Existing HPP
Generators | System | Skurdidi HPP | Max Capacity | 1,33 |  | MW | 1 | [5 empty] | Existing HPP
Generators | System | Skurdidi HPP | VO&M Charge | 1,5 |  | $/MWh | 1 | [5 empty] | Existing HPP
Generators | System | Skurdidi HPP | FO&M Charge | 43,45 |  | $/kW/yr | 1 | [5 empty] | Existing HPP
Generators | System | Skurdidi HPP | Rating Factor | 100 | dry.csv | % | 1 |  |  |  | Dry |  | Existing HPP
Generators | System | Skurdidi HPP | Rating Factor | 100 | flood.csv | % | 1 |  |  |  | Flood |  | Existing HPP
Generators | System | Skurdidi HPP | Rating Factor | 100 | moderate.csv | % | 1 |  |  |  | Moderate |  | Existing HPP
Generators | System | sulori | Units | 1 |  | - | 1 | [5 empty] | Existing HPP
Generators | System | sulori | Max Capacity | 0,8 |  | MW | 1 | [5 empty] | Existing HPP
Generators | System | sulori | VO&M Charge | 1,5 |  | $/MWh | 1 | [5 empty] | Existing HPP
Generators | System | sulori | FO&M Charge | 55,87 |  | $/kW/yr | 1 | [5 empty] | Existing HPP
Generators | System | sulori | Rating Factor | 100 | dry.csv | % | 1 |  |  |  | Dry |  | Existing HPP
Generators | System | sulori | Rating Factor | 100 | flood.csv | % | 1 |  |  |  | Flood |  | Existing HPP
Generators | System | sulori | Rating Factor | 100 | moderate.csv | % | 1 |  |  |  | Moderate |  | Existing HPP
Generators | System | Tbilisi sea | Units | 1 |  | - | 1 | [5 empty] | Existing HPP
Generators | System | Tbilisi sea | Max Capacity | 0,6 |  | MW | 1 | [5 empty] | Existing HPP
Generators | System | Tbilisi sea | VO&M Charge | 1,5 |  | $/MWh | 1 | [5 empty] | Existing HPP
Generators | System | Tbilisi sea | FO&M Charge | 17,19 |  | $/kW/yr | 1 | [5 empty] | Existing HPP
Generators | System | Tbilisi sea | Rating Factor | 100 | dry.csv | % | 1 |  |  |  | Dry |  | Existing HPP
Generators | System | Tbilisi sea | Rating Factor | 100 | flood.csv | % | 1 |  |  |  | Flood |  | Existing HPP
Generators | System | Tbilisi sea | Rating Factor | 100 | moderate.csv | % | 1 |  |  |  | Moderate |  | Existing HPP
Generators | System | Tbilisi sea | Build Cost | 2051 |  | $/kW | 1 | [5 empty] | Existing HPP
Generators | System | Tbilisi sea | WACC | 9 |  | % | 1 | [5 empty] | Existing HPP
Generators | System | Tbilisi sea | Economic Life | 21 |  | yr | 1 | [5 empty] | Existing HPP
Generators | System | Tbilisi sea | Max Units Built | 0 |  | - | 1 | [5 empty] | Existing HPP
Generators | System | Tetrixevihesi | Units | 1 |  | - | 1 | [5 empty] | Existing HPP
Generators | System | Tetrixevihesi | Max Capacity | 12,4 |  | MW | 1 | [5 empty] | Existing HPP
Generators | System | Tetrixevihesi | VO&M Charge | 1,5 |  | $/MWh | 1 | [5 empty] | Existing HPP
Generators | System | Tetrixevihesi | FO&M Charge | 55,87 |  | $/kW/yr | 1 | [5 empty] | Existing HPP
Generators | System | Tetrixevihesi | Rating Factor | 100 | dry.csv | % | 1 |  |  |  | Dry |  | Existing HPP
Generators | System | Tetrixevihesi | Rating Factor | 100 | flood.csv | % | 1 |  |  |  | Flood |  | Existing HPP
Generators | System | Tetrixevihesi | Rating Factor | 100 | moderate.csv | % | 1 |  |  |  | Moderate |  | Existing HPP
Generators | System | Tirifoni HPP | Units | 1 |  | - | 1 | [5 empty] | Existing HPP
Generators | System | Tirifoni HPP | Max Capacity | 3,2 |  | MW | 1 | [5 empty] | Existing HPP
Generators | System | Tirifoni HPP | VO&M Charge | 1,5 |  | $/MWh | 1 | [5 empty] | Existing HPP
Generators | System | Tirifoni HPP | FO&M Charge | 55,87 |  | $/kW/yr | 1 | [5 empty] | Existing HPP
Generators | System | Tirifoni HPP | Rating Factor | 100 | dry.csv | % | 1 |  |  |  | Dry |  | Existing HPP
Generators | System | Tirifoni HPP | Rating Factor | 100 | flood.csv | % | 1 |  |  |  | Flood |  | Existing HPP
Generators | System | Tirifoni HPP | Rating Factor | 100 | moderate.csv | % | 1 |  |  |  | Moderate |  | Existing HPP
Generators | System | Xadori | Units | 1 |  | - | 1 | [5 empty] | Existing HPP
Generators | System | Xadori | Max Capacity | 24 |  | MW | 1 | [5 empty] | Existing HPP
Generators | System | Xadori | VO&M Charge | 1,5 |  | $/MWh | 1 | [5 empty] | Existing HPP
Generators | System | Xadori | FO&M Charge | 15,52 |  | $/kW/yr | 1 | [5 empty] | Existing HPP
Generators | System | Xadori | Rating Factor | 100 | dry.csv | % | 1 |  |  |  | Dry |  | Existing HPP
Generators | System | Xadori | Rating Factor | 100 | flood.csv | % | 1 |  |  |  | Flood |  | Existing HPP
Generators | System | Xadori | Rating Factor | 100 | moderate.csv | % | 1 |  |  |  | Moderate |  | Existing HPP
Generators | System | Xadori 2 | Units | 1 |  | - | 1 | [5 empty] | Existing HPP
Generators | System | Xadori 2 | Max Capacity | 5,4 |  | MW | 1 | [5 empty] | Existing HPP
Generators | System | Xadori 2 | VO&M Charge | 1,5 |  | $/MWh | 1 | [5 empty] | Existing HPP
Generators | System | Xadori 2 | FO&M Charge | 34,14 |  | $/kW/yr | 1 | [5 empty] | Existing HPP
Generators | System | Xadori 2 | Rating Factor | 100 | dry.csv | % | 1 |  |  |  | Dry |  | Existing HPP
Generators | System | Xadori 2 | Rating Factor | 100 | flood.csv | % | 1 |  |  |  | Flood |  | Existing HPP
Generators | System | Xadori 2 | Rating Factor | 100 | moderate.csv | % | 1 |  |  |  | Moderate |  | Existing HPP
Generators | System | Xan HPP | Units | 1 |  | - | 1 | [5 empty] | Existing HPP
Generators | System | Xan HPP | Max Capacity | 0,315 |  | MW | 1 | [5 empty] | Existing HPP
Generators | System | Xan HPP | VO&M Charge | 1,5 |  | $/MWh | 1 | [5 empty] | Existing HPP
Generators | System | Xan HPP | FO&M Charge | 55,87 |  | $/kW/yr | 1 | [5 empty] | Existing HPP
Generators | System | Xan HPP | Rating Factor | 100 | dry.csv | % | 1 |  |  |  | Dry |  | Existing HPP
Generators | System | Xan HPP | Rating Factor | 100 | flood.csv | % | 1 |  |  |  | Flood |  | Existing HPP
Generators | System | Xan HPP | Rating Factor | 100 | moderate.csv | % | 1 |  |  |  | Moderate |  | Existing HPP
Generators | System | Xeori HPP | Units | 1 |  | - | 1 | [5 empty] | Existing HPP
Generators | System | Xeori HPP | Max Capacity | 1,48 |  | MW | 1 | [5 empty] | Existing HPP
Generators | System | Xeori HPP | VO&M Charge | 1,5 |  | $/MWh | 1 | [5 empty] | Existing HPP
Generators | System | Xeori HPP | FO&M Charge | 43,45 |  | $/kW/yr | 1 | [5 empty] | Existing HPP
Generators | System | Xeori HPP | Rating Factor | 100 | dry.csv | % | 1 |  |  |  | Dry |  | Existing HPP
Generators | System | Xeori HPP | Rating Factor | 100 | flood.csv | % | 1 |  |  |  | Flood |  | Existing HPP
Generators | System | Xeori HPP | Rating Factor | 100 | moderate.csv | % | 1 |  |  |  | Moderate |  | Existing HPP
Generators | System | Xertvisi HPP | Units | 1 |  | - | 1 | [5 empty] | Existing HPP
Generators | System | Xertvisi HPP | Max Capacity | 0,29 |  | MW | 1 | [5 empty] | Existing HPP
Generators | System | Xertvisi HPP | VO&M Charge | 1,5 |  | $/MWh | 1 | [5 empty] | Existing HPP
Generators | System | Xertvisi HPP | FO&M Charge | 31,04 |  | $/kW/yr | 1 | [5 empty] | Existing HPP
Generators | System | Xertvisi HPP | Rating Factor | 100 | dry.csv | % | 1 |  |  |  | Dry |  | Existing HPP
Generators | System | Xertvisi HPP | Rating Factor | 100 | flood.csv | % | 1 |  |  |  | Flood |  | Existing HPP
Generators | System | Xertvisi HPP | Rating Factor | 100 | moderate.csv | % | 1 |  |  |  | Moderate |  | Existing HPP
Generators | System | Yazbegi HPP | Units | 1 |  | - | 1 | [5 empty] | Existing HPP
Generators | System | Yazbegi HPP | Max Capacity | 6,4 |  | MW | 1 | [5 empty] | Existing HPP
Generators | System | Yazbegi HPP | VO&M Charge | 1,5 |  | $/MWh | 1 | [5 empty] | Existing HPP
Generators | System | Yazbegi HPP | FO&M Charge | 55,87 |  | $/kW/yr | 1 | [5 empty] | Existing HPP
Generators | System | Yazbegi HPP | Rating Factor | 100 | dry.csv | % | 1 |  |  |  | Dry |  | Existing HPP
Generators | System | Yazbegi HPP | Rating Factor | 100 | flood.csv | % | 1 |  |  |  | Flood |  | Existing HPP
Generators | System | Yazbegi HPP | Rating Factor | 100 | moderate.csv | % | 1 |  |  |  | Moderate |  | Existing HPP
Generators | System | Yazbegi HPP 2 | Units | 1 |  | - | 1 | [5 empty] | Existing HPP
Generators | System | Yazbegi HPP 2 | Max Capacity | 0,38 |  | MW | 1 | [5 empty] | Existing HPP
Generators | System | Yazbegi HPP 2 | VO&M Charge | 1,5 |  | $/MWh | 1 | [5 empty] | Existing HPP
Generators | System | Yazbegi HPP 2 | FO&M Charge | 55,87 |  | $/kW/yr | 1 | [5 empty] | Existing HPP
Generators | System | Yazbegi HPP 2 | Rating Factor | 100 | dry.csv | % | 1 |  |  |  | Dry |  | Existing HPP
Generators | System | Yazbegi HPP 2 | Rating Factor | 100 | flood.csv | % | 1 |  |  |  | Flood |  | Existing HPP
Generators | System | Yazbegi HPP 2 | Rating Factor | 100 | moderate.csv | % | 1 |  |  |  | Moderate |  | Existing HPP
Generators | System | Zahesi | Units | 1 |  | - | 1 | [5 empty] | Existing HPP
Generators | System | Zahesi | Max Capacity | 36 |  | MW | 1 | [5 empty] | Existing HPP
Generators | System | Zahesi | VO&M Charge | 1,5 |  | $/MWh | 1 | [5 empty] | Existing HPP
Generators | System | Zahesi | FO&M Charge | 15,52 |  | $/kW/yr | 1 | [5 empty] | Existing HPP
Generators | System | Zahesi | Rating Factor | 100 | dry.csv | % | 1 |  |  |  | Dry |  | Existing HPP
Generators | System | Zahesi | Rating Factor | 100 | flood.csv | % | 1 |  |  |  | Flood |  | Existing HPP
Generators | System | Zahesi | Rating Factor | 100 | moderate.csv | % | 1 |  |  |  | Moderate |  | Existing HPP
Generators | System | Zvareti HPP | Units | 1 |  | - | 1 | [5 empty] | Existing HPP
Generators | System | Zvareti HPP | Max Capacity | 0,2 |  | MW | 1 | [5 empty] | Existing HPP
Generators | System | Zvareti HPP | VO&M Charge | 1,5 |  | $/MWh | 1 | [5 empty] | Existing HPP
Generators | System | Zvareti HPP | FO&M Charge | 55,87 |  | $/kW/yr | 1 | [5 empty] | Existing HPP
Generators | System | Zvareti HPP | Rating Factor | 100 | dry.csv | % | 1 |  |  |  | Dry |  | Existing HPP
Generators | System | Zvareti HPP | Rating Factor | 100 | flood.csv | % | 1 |  |  |  | Flood |  | Existing HPP
Generators | System | Zvareti HPP | Rating Factor | 100 | moderate.csv | % | 1 |  |  |  | Moderate |  | Existing HPP

## Enguri HPP
Collection | Parent Object | Child Object | Property | Value | Data File | Units | Band | Date From | Date To | Timeslice | Scenario | Memo | Category
Generators | System | Enguri | Units | 5 |  | - | 1 | [5 empty] | Enguri HPP
Generators | System | Enguri | Max Capacity | 260 |  | MW | 1 | [5 empty] | Enguri HPP
Generators | System | Enguri | Min Stable Level | 20 |  | MW | 1 | [5 empty] | Enguri HPP
Generators | System | Enguri | VO&M Charge | 0,87 |  | $/MWh | 1 | [5 empty] | Enguri HPP
Generators | System | Enguri | FO&M Charge | 4,1 |  | $/kW/yr | 1 | [5 empty] | Enguri HPP
Generators | System | Enguri | Rating | 250 |  | MW | 1 | [5 empty] | Enguri HPP
Generators | System | Enguri | Must-Run Units | 1 |  | - | 1 | [5 empty] | Enguri HPP
Generators | System | Enguri | Min Load | 20 |  | MW | 1 | [5 empty] | Enguri HPP
Generators | System | Enguri | Max Ramp Up | 100 |  | MW/min | 1 | [5 empty] | Enguri HPP
Generators | System | Enguri | Max Ramp Down | 100 |  | MW/min | 1 | [5 empty] | Enguri HPP
Generators | System | Enguri | Efficiency Incr | 3,3 |  | MW/MW | 1 | [5 empty] | Enguri HPP
Generators | System | Enguri | Forced Outage Rate | 1,66 |  | % | 2 |  |  |  | Maintenace |  | Enguri HPP
Generators | System | Enguri | Maintenance Rate | 9,67 |  | % | 1 |  |  |  | Maintenace |  | Enguri HPP
Generators | System | Enguri | Maintenance Frequency | 4 |  | - | 1 |  |  |  | NO |  | Enguri HPP
Generators | System | Enguri | Mean Time to Repair | 24 |  | h | 1 |  |  |  | Maintenace |  | Enguri HPP
Generators | System | Enguri | Mean Time to Repair | 168 |  | h | 2 |  |  |  | Maintenace |  | Enguri HPP
Generator.Constraints | Enguri | Maxcapa <= vol - 420 m | Generation Coefficient | 1 |  | MW | 1 | [5 empty] | Enguri
Generator.Constraints | Enguri | Maxcapa <= vol - 420 m | Units Generating Coefficient | 0 |  | - | 1 | [5 empty] | Enguri
Generator.Constraints | Enguri | Maxcapa <= vol - 420 m | Reserve Provision Coefficient | 1 |  | MW | 1 |  |  |  | NO |  | Enguri
Generator.Constraints | Enguri | Maxcapa <= vol - 460 m | Generation Coefficient | 1 |  | MW | 1 | [5 empty] | Enguri
Generator.Constraints | Enguri | Maxcapa <= vol - 460 m | Units Generating Coefficient | 0 |  | - | 1 | [5 empty] | Enguri
Generator.Constraints | Enguri | Maxcapa <= vol - 460 m | Reserve Provision Coefficient | 1 |  | MW | 1 |  |  |  | NO |  | Enguri
Generator.Constraints | Enguri | Maxcapa <= vol - 500m | Generation Coefficient | 1 |  | MW | 1 | [5 empty] | Enguri
Generator.Constraints | Enguri | Maxcapa <= vol - 500m | Units Generating Coefficient | 0 |  | - | 1 | [5 empty] | Enguri
Generator.Constraints | Enguri | Maxcapa <= vol - 500m | Reserve Provision Coefficient | 1 |  | MW | 1 |  |  |  | NO |  | Enguri

## Lajanuri HPP
Collection | Parent Object | Child Object | Property | Value | Data File | Units | Band | Date From | Date To | Timeslice | Scenario | Memo | Category
Generators | System | Lajanuri | Units | 3 |  | - | 1 | [5 empty] | Lajanuri HPP
Generators | System | Lajanuri | Max Capacity | 37,3 |  | MW | 1 | [5 empty] | Lajanuri HPP
Generators | System | Lajanuri | Min Stable Level | 5 |  | MW | 1 | [5 empty] | Lajanuri HPP
Generators | System | Lajanuri | VO&M Charge | 0,83 |  | $/MWh | 1 | [5 empty] | Lajanuri HPP
Generators | System | Lajanuri | FO&M Charge | 4,65 |  | $/kW/yr | 1 | [5 empty] | Lajanuri HPP
Generators | System | Lajanuri | Rating | 35 |  | MW | 1 | [5 empty] | Lajanuri HPP
Generators | System | Lajanuri | Efficiency Incr | 1124 |  | MW/MW | 1 | [5 empty] | Lajanuri HPP
Generators | System | Lajanuri | Forced Outage Rate | 6,8 |  | % | 2 |  |  |  | Maintenace |  | Lajanuri HPP
Generators | System | Lajanuri | Maintenance Rate | 3,16 |  | % | 1 |  |  |  | Maintenace |  | Lajanuri HPP
Generators | System | Lajanuri | Maintenance Frequency | 2 |  | - | 1 |  |  |  | NO |  | Lajanuri HPP
Generators | System | Lajanuri | Mean Time to Repair | 168 |  | h | 1 |  |  |  | Maintenace |  | Lajanuri HPP
Generators | System | Lajanuri | Mean Time to Repair | 24 |  | h | 2 |  |  |  | Maintenace |  | Lajanuri HPP

## Khrami-1 HPP
Collection | Parent Object | Child Object | Property | Value | Data File | Units | Band | Date From | Date To | Timeslice | Scenario | Memo | Category
Generators | System | Khrami 1 | Units | 3 |  | - | 1 | [5 empty] | Khrami 1 HPP
Generators | System | Khrami 1 | Max Capacity | 37,3 |  | MW | 1 | [5 empty] | Khrami 1 HPP
Generators | System | Khrami 1 | Min Stable Level | 1 |  | MW | 1 | [5 empty] | Khrami 1 HPP
Generators | System | Khrami 1 | VO&M Charge | 0,83 |  | $/MWh | 1 | [5 empty] | Khrami 1 HPP
Generators | System | Khrami 1 | FO&M Charge | 23,03 |  | $/kW/yr | 1 | [5 empty] | Khrami 1 HPP
Generators | System | Khrami 1 | Rating | 33 |  | MW | 1 | [5 empty] | Khrami 1 HPP
Generators | System | Khrami 1 | Max Ramp Up | 60 |  | MW/min | 1 | [5 empty] | Khrami 1 HPP
Generators | System | Khrami 1 | Max Ramp Down | 60 |  | MW/min | 1 | [5 empty] | Khrami 1 HPP
Generators | System | Khrami 1 | Efficiency Incr | 2,4 |  | MW/MW | 1 | [5 empty] | Khrami 1 HPP
Generators | System | Khrami 1 | Forced Outage Rate | 4,89 |  | % | 2 |  |  |  | Maintenace |  | Khrami 1 HPP
Generators | System | Khrami 1 | Maintenance Rate | 6,07 |  | % | 1 |  |  |  | Maintenace |  | Khrami 1 HPP
Generators | System | Khrami 1 | Maintenance Frequency | 1 |  | - | 1 |  |  |  | NO |  | Khrami 1 HPP
Generators | System | Khrami 1 | Mean Time to Repair | 168 |  | h | 1 |  |  |  | Maintenace |  | Khrami 1 HPP
Generators | System | Khrami 1 | Mean Time to Repair | 24 |  | h | 2 |  |  |  | Maintenace |  | Khrami 1 HPP

## Khrami-2 HPP
Collection | Parent Object | Child Object | Property | Value | Data File | Units | Band | Date From | Date To | Timeslice | Scenario | Memo | Category
Generators | System | Khrami 2 | Units | 2 |  | - | 1 | [5 empty] | Khrami 2 HPP
Generators | System | Khrami 2 | Max Capacity | 55 |  | MW | 1 | [5 empty] | Khrami 2 HPP
Generators | System | Khrami 2 | Min Stable Level | 10 |  | MW | 1 | [5 empty] | Khrami 2 HPP
Generators | System | Khrami 2 | VO&M Charge | 0,83 |  | $/MWh | 1 | [5 empty] | Khrami 2 HPP
Generators | System | Khrami 2 | FO&M Charge | 22,81 |  | $/kW/yr | 1 | [5 empty] | Khrami 2 HPP
Generators | System | Khrami 2 | Rating | 50 |  | MW | 1 | [5 empty] | Khrami 2 HPP
Generators | System | Khrami 2 | Min Load | 10 |  | MW | 1 | [5 empty] | Khrami 2 HPP
Generators | System | Khrami 2 | Max Ramp Up | 60 |  | MW/min | 1 | [5 empty] | Khrami 2 HPP
Generators | System | Khrami 2 | Max Ramp Down | 60 |  | MW/min | 1 | [5 empty] | Khrami 2 HPP
Generators | System | Khrami 2 | Rough Running Point | 10 |  | MW | 1 |  |  |  | Rough Regulation |  | Khrami 2 HPP
Generators | System | Khrami 2 | Rough Running Point | 12 |  | MW | 2 |  |  |  | Rough Regulation |  | Khrami 2 HPP
Generators | System | Khrami 2 | Rough Running Point | 30 |  | MW | 3 |  |  |  | Rough Regulation |  | Khrami 2 HPP
Generators | System | Khrami 2 | Rough Running Point | 45 |  | MW | 4 |  |  |  | Rough Regulation |  | Khrami 2 HPP
Generators | System | Khrami 2 | Rough Running Point | 50 |  | MW | 5 |  |  |  | Rough Regulation |  | Khrami 2 HPP
Generators | System | Khrami 2 | Rough Running Point | 55 |  | MW | 6 |  |  |  | Rough Regulation |  | Khrami 2 HPP
Generators | System | Khrami 2 | Rough Running Range | 1 |  | MW | 1 |  |  |  | Rough Regulation |  | Khrami 2 HPP
Generators | System | Khrami 2 | Rough Running Range | 17 |  | MW | 2 |  |  |  | Rough Regulation |  | Khrami 2 HPP
Generators | System | Khrami 2 | Rough Running Range | 14 |  | MW | 3 |  |  |  | Rough Regulation |  | Khrami 2 HPP
Generators | System | Khrami 2 | Rough Running Range | 4 |  | MW | 4 |  |  |  | Rough Regulation |  | Khrami 2 HPP
Generators | System | Khrami 2 | Rough Running Range | 4 |  | MW | 5 |  |  |  | Rough Regulation |  | Khrami 2 HPP
Generators | System | Khrami 2 | Rough Running Range | 28 |  | MW | 6 |  |  |  | Rough Regulation |  | Khrami 2 HPP
Generators | System | Khrami 2 | Efficiency Incr | 2564 |  | MW/MW | 1 | [5 empty] | Khrami 2 HPP
Generators | System | Khrami 2 | Forced Outage Rate | 3,23 |  | % | 2 |  |  |  | Maintenace |  | Khrami 2 HPP
Generators | System | Khrami 2 | Maintenance Rate | 18,3 |  | % | 1 |  |  |  | Maintenace |  | Khrami 2 HPP
Generators | System | Khrami 2 | Maintenance Frequency | 2 |  | - | 1 |  |  |  | NO |  | Khrami 2 HPP
Generators | System | Khrami 2 | Mean Time to Repair | 168 |  | h | 1 |  |  |  | Maintenace |  | Khrami 2 HPP
Generators | System | Khrami 2 | Mean Time to Repair | 24 |  | h | 2 |  |  |  | Maintenace |  | Khrami 2 HPP

## Shaori HPP
Collection | Parent Object | Child Object | Property | Value | Data File | Units | Band | Date From | Date To | Timeslice | Scenario | Memo | Category
Generators | System | Shaori g-1-4 | Units | 4 |  | - | 1 | [5 empty] | Shaori HPP
Generators | System | Shaori g-1-4 | Max Capacity | 9,6 |  | MW | 1 | [5 empty] | Shaori HPP
Generators | System | Shaori g-1-4 | Min Stable Level | 0,5 |  | MW | 1 | [5 empty] | Shaori HPP
Generators | System | Shaori g-1-4 | VO&M Charge | 0,91 |  | $/MWh | 1 | [5 empty] | Shaori HPP
Generators | System | Shaori g-1-4 | FO&M Charge | 23,76 |  | $/kW/yr | 1 | [5 empty] | Shaori HPP
Generators | System | Shaori g-1-4 | Rating | 9,6 |  | MW | 1 | [5 empty] | Shaori HPP
Generators | System | Shaori g-1-4 | Efficiency Incr | 3,36 |  | MW/MW | 1 | [5 empty] | Shaori HPP
Generators | System | Shaori g-1-4 | Forced Outage Rate | 0,37 |  | % | 2 |  |  |  | Maintenace |  | Shaori HPP
Generators | System | Shaori g-1-4 | Maintenance Rate | 2,18 |  | % | 1 |  |  |  | Maintenace |  | Shaori HPP
Generators | System | Shaori g-1-4 | Maintenance Frequency | 1 |  | - | 1 |  |  |  | NO |  | Shaori HPP
Generators | System | Shaori g-1-4 | Mean Time to Repair | 168 |  | h | 1 |  |  |  | Maintenace |  | Shaori HPP
Generators | System | Shaori g-1-4 | Mean Time to Repair | 24 |  | h | 2 |  |  |  | Maintenace |  | Shaori HPP

## Vardnili HPP
Collection | Parent Object | Child Object | Property | Value | Data File | Units | Band | Date From | Date To | Timeslice | Scenario | Memo | Category
Generators | System | Vardnilhesi | Units | 3 |  | - | 1 | [5 empty] | Vardnilhesi HPP
Generators | System | Vardnilhesi | Max Capacity | 73 |  | MW | 1 | [5 empty] | Vardnilhesi HPP
Generators | System | Vardnilhesi | VO&M Charge | 1 |  | $/MWh | 1 | [5 empty] | Vardnilhesi HPP
Generators | System | Vardnilhesi | FO&M Charge | 22,91 |  | $/kW/yr | 1 | [5 empty] | Vardnilhesi HPP
Generators | System | Vardnilhesi | Rating | 61,5 |  | MW | 1 | [5 empty] | Vardnilhesi HPP
Generators | System | Vardnilhesi | Max Ramp Up | 43 |  | MW/min | 1 | [5 empty] | Vardnilhesi HPP
Generators | System | Vardnilhesi | Max Ramp Down | 43 |  | MW/min | 1 | [5 empty] | Vardnilhesi HPP
Generators | System | Vardnilhesi | Efficiency Incr | 0,51 |  | MW/MW | 1 | [5 empty] | Vardnilhesi HPP
Generators | System | Vardnilhesi | Forced Outage Rate | 16,46 |  | % | 2 |  |  |  | Maintenace |  | Vardnilhesi HPP
Generators | System | Vardnilhesi | Maintenance Rate | 10,48 |  | % | 1 |  |  |  | Maintenace |  | Vardnilhesi HPP
Generators | System | Vardnilhesi | Maintenance Frequency | 1 |  | - | 1 |  |  |  | NO |  | Vardnilhesi HPP
Generators | System | Vardnilhesi | Mean Time to Repair | 168 |  | h | 1 |  |  |  | Maintenace |  | Vardnilhesi HPP
Generators | System | Vardnilhesi | Mean Time to Repair | 24 |  | h | 2 |  |  |  | Maintenace |  | Vardnilhesi HPP

## Zhinvali HPP
Collection | Parent Object | Child Object | Property | Value | Data File | Units | Band | Date From | Date To | Timeslice | Scenario | Memo | Category
Generators | System | Jinvalhesi | Units | 4 |  | - | 1 | [5 empty] | Jinvalhesi HPP
Generators | System | Jinvalhesi | Max Capacity | 32,5 |  | MW | 1 | [5 empty] | Jinvalhesi HPP
Generators | System | Jinvalhesi | VO&M Charge | 0,86 |  | $/MWh | 1 | [5 empty] | Jinvalhesi HPP
Generators | System | Jinvalhesi | FO&M Charge | 26,96 |  | $/kW/yr | 1 | [5 empty] | Jinvalhesi HPP
Generators | System | Jinvalhesi | Rating | 21 |  | MW | 1 | [5 empty] | Jinvalhesi HPP
Generators | System | Jinvalhesi | Max Ramp Up | 100 |  | MW/min | 1 | [5 empty] | Jinvalhesi HPP
Generators | System | Jinvalhesi | Max Ramp Down | 100 |  | MW/min | 1 | [5 empty] | Jinvalhesi HPP
Generators | System | Jinvalhesi | Rough Running Point | 21 |  | MW | 1 |  |  |  | Rough Regulation |  | Jinvalhesi HPP
Generators | System | Jinvalhesi | Rough Running Point | 25 |  | MW | 2 |  |  |  | Rough Regulation |  | Jinvalhesi HPP
Generators | System | Jinvalhesi | Rough Running Point | 30 |  | MW | 3 |  |  |  | Rough Regulation |  | Jinvalhesi HPP
Generators | System | Jinvalhesi | Rough Running Point | 32 |  | MW | 4 |  |  |  | Rough Regulation |  | Jinvalhesi HPP
Generators | System | Jinvalhesi | Rough Running Point | 40 |  | MW | 5 |  |  |  | Rough Regulation |  | Jinvalhesi HPP
Generators | System | Jinvalhesi | Rough Running Point | 45 |  | MW | 6 |  |  |  | Rough Regulation |  | Jinvalhesi HPP
Generators | System | Jinvalhesi | Rough Running Point | 50 |  | MW | 7 |  |  |  | Rough Regulation |  | Jinvalhesi HPP
Generators | System | Jinvalhesi | Rough Running Point | 55 |  | MW | 8 |  |  |  | Rough Regulation |  | Jinvalhesi HPP
Generators | System | Jinvalhesi | Rough Running Point | 60 |  | MW | 9 |  |  |  | Rough Regulation |  | Jinvalhesi HPP
Generators | System | Jinvalhesi | Rough Running Point | 63 |  | MW | 10 |  |  |  | Rough Regulation |  | Jinvalhesi HPP
Generators | System | Jinvalhesi | Rough Running Point | 65 |  | MW | 11 |  |  |  | Rough Regulation |  | Jinvalhesi HPP
Generators | System | Jinvalhesi | Rough Running Point | 70 |  | MW | 12 |  |  |  | Rough Regulation |  | Jinvalhesi HPP
Generators | System | Jinvalhesi | Rough Running Range | 3 |  | MW | 1 |  |  |  | Rough Regulation |  | Jinvalhesi HPP
Generators | System | Jinvalhesi | Rough Running Range | 4 |  | MW | 2 |  |  |  | Rough Regulation |  | Jinvalhesi HPP
Generators | System | Jinvalhesi | Rough Running Range | 1 |  | MW | 3 |  |  |  | Rough Regulation |  | Jinvalhesi HPP
Generators | System | Jinvalhesi | Rough Running Range | 7 |  | MW | 4 |  |  |  | Rough Regulation |  | Jinvalhesi HPP
Generators | System | Jinvalhesi | Rough Running Range | 4 |  | MW | 5 |  |  |  | Rough Regulation |  | Jinvalhesi HPP
Generators | System | Jinvalhesi | Rough Running Range | 4 |  | MW | 6 |  |  |  | Rough Regulation |  | Jinvalhesi HPP
Generators | System | Jinvalhesi | Rough Running Range | 4 |  | MW | 7 |  |  |  | Rough Regulation |  | Jinvalhesi HPP
Generators | System | Jinvalhesi | Rough Running Range | 4 |  | MW | 8 |  |  |  | Rough Regulation |  | Jinvalhesi HPP
Generators | System | Jinvalhesi | Rough Running Range | 2 |  | MW | 9 |  |  |  | Rough Regulation |  | Jinvalhesi HPP
Generators | System | Jinvalhesi | Rough Running Range | 1 |  | MW | 10 |  |  |  | Rough Regulation |  | Jinvalhesi HPP
Generators | System | Jinvalhesi | Rough Running Range | 4 |  | MW | 11 |  |  |  | Rough Regulation |  | Jinvalhesi HPP
Generators | System | Jinvalhesi | Rough Running Range | 1 |  | MW | 12 |  |  |  | Rough Regulation |  | Jinvalhesi HPP
Generators | System | Jinvalhesi | Efficiency Incr | 1,11 |  | MW/MW | 1 | [5 empty] | Jinvalhesi HPP
Generators | System | Jinvalhesi | Forced Outage Rate | 1,86 |  | % | 2 |  |  |  | Maintenace |  | Jinvalhesi HPP
Generators | System | Jinvalhesi | Maintenance Rate | 4,3 |  | % | 1 |  |  |  | Maintenace |  | Jinvalhesi HPP
Generators | System | Jinvalhesi | Maintenance Frequency | 2 |  | - | 1 |  |  |  | NO |  | Jinvalhesi HPP
Generators | System | Jinvalhesi | Mean Time to Repair | 168 |  | h | 1 |  |  |  | Maintenace |  | Jinvalhesi HPP
Generators | System | Jinvalhesi | Mean Time to Repair | 24 |  | h | 2 |  |  |  | Maintenace |  | Jinvalhesi HPP

## Dzevruli HPP
Collection | Parent Object | Child Object | Property | Value | Data File | Units | Band | Date From | Date To | Timeslice | Scenario | Memo | Category
Generators | System | Tkibulhesi | Units | 4 |  | - | 1 | [5 empty] | Tkibulhesi HPP
Generators | System | Tkibulhesi | Max Capacity | 20 |  | MW | 1 | [5 empty] | Tkibulhesi HPP
Generators | System | Tkibulhesi | Min Stable Level | 8 |  | MW | 1 | [5 empty] | Tkibulhesi HPP
Generators | System | Tkibulhesi | VO&M Charge | 0,85 |  | $/MWh | 1 | [5 empty] | Tkibulhesi HPP
Generators | System | Tkibulhesi | FO&M Charge | 21,99 |  | $/kW/yr | 1 | [5 empty] | Tkibulhesi HPP
Generators | System | Tkibulhesi | Rating | 13,5 |  | MW | 1 | [5 empty] | Tkibulhesi HPP
Generators | System | Tkibulhesi | Rough Running Point | 8 |  | MW | 1 |  |  |  | Rough Regulation |  | Tkibulhesi HPP
Generators | System | Tkibulhesi | Rough Running Point | 12 |  | MW | 2 |  |  |  | Rough Regulation |  | Tkibulhesi HPP
Generators | System | Tkibulhesi | Rough Running Point | 16 |  | MW | 3 |  |  |  | Rough Regulation |  | Tkibulhesi HPP
Generators | System | Tkibulhesi | Rough Running Point | 18 |  | MW | 4 |  |  |  | Rough Regulation |  | Tkibulhesi HPP
Generators | System | Tkibulhesi | Rough Running Point | 20 |  | MW | 5 |  |  |  | Rough Regulation |  | Tkibulhesi HPP
Generators | System | Tkibulhesi | Rough Running Point | 28 |  | MW | 6 |  |  |  | Rough Regulation |  | Tkibulhesi HPP
Generators | System | Tkibulhesi | Rough Running Point | 30 |  | MW | 7 |  |  |  | Rough Regulation |  | Tkibulhesi HPP
Generators | System | Tkibulhesi | Rough Running Point | 34 |  | MW | 8 |  |  |  | Rough Regulation |  | Tkibulhesi HPP
Generators | System | Tkibulhesi | Rough Running Range | 3 |  | MW | 1 |  |  |  | Rough Regulation |  | Tkibulhesi HPP
Generators | System | Tkibulhesi | Rough Running Range | 3 |  | MW | 2 |  |  |  | Rough Regulation |  | Tkibulhesi HPP
Generators | System | Tkibulhesi | Rough Running Range | 1 |  | MW | 3 |  |  |  | Rough Regulation |  | Tkibulhesi HPP
Generators | System | Tkibulhesi | Rough Running Range | 1 |  | MW | 4 |  |  |  | Rough Regulation |  | Tkibulhesi HPP
Generators | System | Tkibulhesi | Rough Running Range | 7 |  | MW | 5 |  |  |  | Rough Regulation |  | Tkibulhesi HPP
Generators | System | Tkibulhesi | Rough Running Range | 1 |  | MW | 6 |  |  |  | Rough Regulation |  | Tkibulhesi HPP
Generators | System | Tkibulhesi | Rough Running Range | 3 |  | MW | 7 |  |  |  | Rough Regulation |  | Tkibulhesi HPP
Generators | System | Tkibulhesi | Rough Running Range | 10 |  | MW | 8 |  |  |  | Rough Regulation |  | Tkibulhesi HPP
Generators | System | Tkibulhesi | Efficiency Incr | 2,15 |  | MW/MW | 1 | [5 empty] | Tkibulhesi HPP
Generators | System | Tkibulhesi | Forced Outage Rate | 12,14 |  | % | 2 |  |  |  | Maintenace |  | Tkibulhesi HPP
Generators | System | Tkibulhesi | Maintenance Rate | 4,34 |  | % | 1 |  |  |  | Maintenace |  | Tkibulhesi HPP
Generators | System | Tkibulhesi | Maintenance Frequency | 3 |  | - | 1 |  |  |  | NO |  | Tkibulhesi HPP
Generators | System | Tkibulhesi | Mean Time to Repair | 168 |  | h | 1 |  |  |  | Maintenace |  | Tkibulhesi HPP
Generators | System | Tkibulhesi | Mean Time to Repair | 24 |  | h | 2 |  |  |  | Maintenace |  | Tkibulhesi HPP

## Existing ST
Collection | Parent Object | Child Object | Property | Value | Data File | Units | Band | Date From | Date To | Timeslice | Scenario | Memo | Category
Generators | System | Gardabani ST U3 | Units | 1 |  | - | 1 | [5 empty] | Existing ST
Generators | System | Gardabani ST U3 | Max Capacity | 130 |  | MW | 1 | [5 empty] | Existing ST
Generators | System | Gardabani ST U3 | Min Stable Level | 100 |  | MW | 1 | [5 empty] | Existing ST
Generators | System | Gardabani ST U3 | Heat Rate Base | 688,8 |  | GJ/h | 1 | [5 empty] | Existing ST
Generators | System | Gardabani ST U3 | Heat Rate Incr | 5,51 |  | GJ/MWh | 1 | [5 empty] | Existing ST
Generators | System | Gardabani ST U3 | VO&M Charge | 1,71 |  | $/MWh | 1 | [5 empty] | Existing ST
Generators | System | Gardabani ST U3 | FO&M Charge | 12,24 |  | $/kW/yr | 1 | [5 empty] | Existing ST
Generators | System | Gardabani ST U3 | Start Profile | 0 |  | MW | 1 |  |  | H1-18 | start profile |  | Existing ST
Generators | System | Gardabani ST U3 | Start Profile | 20 |  | MW | 1 |  |  | H19 | start profile |  | Existing ST
Generators | System | Gardabani ST U3 | Start Profile | 40 |  | MW | 1 |  |  | H20 | start profile |  | Existing ST
Generators | System | Gardabani ST U3 | Start Profile | 60 |  | MW | 1 |  |  | H21 | start profile |  | Existing ST
Generators | System | Gardabani ST U3 | Start Profile | 80 |  | MW | 1 |  |  | H22 | start profile |  | Existing ST
Generators | System | Gardabani ST U3 | Start Profile | 100 |  | MW | 1 |  |  | H23 | start profile |  | Existing ST
Generators | System | Gardabani ST U3 | Run Down Rate | 2,22 |  | MW/min | 1 | [5 empty] | Existing ST
Generators | System | Gardabani ST U3 | Rating | 125 |  | MW | 1 | [5 empty] | Existing ST
Generators | System | Gardabani ST U3 | Min Up Time | 24 |  | h | 1 |  |  |  | NO |  | Existing ST
Generators | System | Gardabani ST U3 | Min Down Time | 8 |  | h | 1 | [5 empty] | Existing ST
Generators | System | Gardabani ST U3 | Max Ramp Up | 0,31 |  | MW/min | 1 | [5 empty] | Existing ST
Generators | System | Gardabani ST U3 | Max Ramp Down | 4 |  | MW/min | 1 | [5 empty] | Existing ST
Generators | System | Gardabani ST U3 | Rough Running Point | 100 |  | MW | 1 |  |  |  | Rough Regulation |  | Existing ST
Generators | System | Gardabani ST U3 | Rough Running Range | 24 |  | MW | 1 |  |  |  | Rough Regulation |  | Existing ST
Generators | System | Gardabani ST U3 | Max Energy Month | 0 |  | GWh | 1 | [5 empty] | Existing ST
Generators | System | Gardabani ST U3 | Max Starts Year | 80 |  | - | 1 | [5 empty] | Existing ST
Generators | System | Gardabani ST U3 | Forced Outage Rate | 1,83 |  | % | 2 |  |  |  | Maintenace |  | Existing ST
Generators | System | Gardabani ST U3 | Maintenance Rate | 9,91 |  | % | 1 |  |  |  | Maintenace |  | Existing ST
Generators | System | Gardabani ST U3 | Maintenance Frequency | 1 |  | - | 1 |  |  |  | NO |  | Existing ST
Generators | System | Gardabani ST U3 | Mean Time to Repair | 168 |  | h | 1 |  |  |  | Maintenace |  | Existing ST
Generators | System | Gardabani ST U3 | Mean Time to Repair | 24 |  | h | 2 |  |  |  | Maintenace |  | Existing ST
Generators | System | Gardabani ST U3 | Commission Date | 31.12.1963 |  | - | 1 | [5 empty] | Existing ST
Generators | System | Gardabani ST U3 | Max Units Retired | 0 |  | - | 1 |  |  |  | Maintenace |  | Existing ST
Generators | System | Gardabani ST U4 | Units | 1 |  | - | 1 | [5 empty] | Existing ST
Generators | System | Gardabani ST U4 | Max Capacity | 140 |  | MW | 1 | [5 empty] | Existing ST
Generators | System | Gardabani ST U4 | Min Stable Level | 100 |  | MW | 1 | [5 empty] | Existing ST
Generators | System | Gardabani ST U4 | Heat Rate Base | 556,3 |  | GJ/h | 1 | [5 empty] | Existing ST
Generators | System | Gardabani ST U4 | Heat Rate Incr | 6,83 |  | GJ/MWh | 1 | [5 empty] | Existing ST
Generators | System | Gardabani ST U4 | VO&M Charge | 1,71 |  | $/MWh | 1 | [5 empty] | Existing ST
Generators | System | Gardabani ST U4 | FO&M Charge | 12,24 |  | $/kW/yr | 1 | [5 empty] | Existing ST
Generators | System | Gardabani ST U4 | Start Profile | 0 |  | MW | 1 |  |  | H1-18 | start profile |  | Existing ST
Generators | System | Gardabani ST U4 | Start Profile | 20 |  | MW | 1 |  |  | H19 | start profile |  | Existing ST
Generators | System | Gardabani ST U4 | Start Profile | 40 |  | MW | 1 |  |  | H20 | start profile |  | Existing ST
Generators | System | Gardabani ST U4 | Start Profile | 60 |  | MW | 1 |  |  | H21 | start profile |  | Existing ST
Generators | System | Gardabani ST U4 | Start Profile | 80 |  | MW | 1 |  |  | H22 | start profile |  | Existing ST
Generators | System | Gardabani ST U4 | Start Profile | 100 |  | MW | 1 |  |  | H23 | start profile |  | Existing ST
Generators | System | Gardabani ST U4 | Run Down Rate | 1,67 |  | MW/min | 1 | [5 empty] | Existing ST
Generators | System | Gardabani ST U4 | Rating | 125 |  | MW | 1 | [5 empty] | Existing ST
Generators | System | Gardabani ST U4 | Min Up Time | 24 |  | h | 1 |  |  |  | NO |  | Existing ST
Generators | System | Gardabani ST U4 | Min Down Time | 8 |  | h | 1 | [5 empty] | Existing ST
Generators | System | Gardabani ST U4 | Max Ramp Up | 0,31 |  | MW/min | 1 | [5 empty] | Existing ST
Generators | System | Gardabani ST U4 | Max Ramp Down | 4 |  | MW/min | 1 | [5 empty] | Existing ST
Generators | System | Gardabani ST U4 | Rough Running Point | 100 |  | MW | 1 |  |  |  | Rough Regulation |  | Existing ST
Generators | System | Gardabani ST U4 | Rough Running Range | 24 |  | MW | 1 |  |  |  | Rough Regulation |  | Existing ST
Generators | System | Gardabani ST U4 | Max Energy Month | 0 |  | GWh | 1 | [5 empty] | Existing ST
Generators | System | Gardabani ST U4 | Max Starts Year | 80 |  | - | 1 | [5 empty] | Existing ST
Generators | System | Gardabani ST U4 | Forced Outage Rate | 0,82 |  | % | 2 |  |  |  | Maintenace |  | Existing ST
Generators | System | Gardabani ST U4 | Maintenance Rate | 10,34 |  | % | 1 |  |  |  | Maintenace |  | Existing ST
Generators | System | Gardabani ST U4 | Maintenance Frequency | 2 |  | - | 1 |  |  |  | NO |  | Existing ST
Generators | System | Gardabani ST U4 | Mean Time to Repair | 168 |  | h | 1 |  |  |  | Maintenace |  | Existing ST
Generators | System | Gardabani ST U4 | Mean Time to Repair | 24 |  | h | 2 |  |  |  | Maintenace |  | Existing ST
Generators | System | Gardabani ST U4 | Commission Date | 31.12.1963 |  | - | 1 | [5 empty] | Existing ST
Generators | System | Gardabani ST U4 | Max Units Retired | 0 |  | - | 1 |  |  |  | Maintenace |  | Existing ST
Generators | System | Gardabani ST U9 | Units | 1 |  | - | 1 | [5 empty] | Existing ST
Generators | System | Gardabani ST U9 | Max Capacity | 300 |  | MW | 1 | [5 empty] | Existing ST
Generators | System | Gardabani ST U9 | Min Stable Level | 180 |  | MW | 1 | [5 empty] | Existing ST
Generators | System | Gardabani ST U9 | Heat Rate Base | 451 |  | GJ/h | 1 | [5 empty] | Existing ST
Generators | System | Gardabani ST U9 | Heat Rate Incr | 7,7 |  | GJ/MWh | 1 | [5 empty] | Existing ST
Generators | System | Gardabani ST U9 | VO&M Charge | 1,58 |  | $/MWh | 1 | [5 empty] | Existing ST
Generators | System | Gardabani ST U9 | FO&M Charge | 13,11 |  | $/kW/yr | 1 | [5 empty] | Existing ST
Generators | System | Gardabani ST U9 | Run Up Rate | 0,13 |  | MW/min | 1 |  |  |  | NO |  | Existing ST
Generators | System | Gardabani ST U9 | Start Profile | 0 |  | MW | 1 |  |  | H01-18 |  |  | Existing ST
Generators | System | Gardabani ST U9 | Start Profile | 36 |  | MW | 1 |  |  | H19 |  |  | Existing ST
Generators | System | Gardabani ST U9 | Start Profile | 72 |  | MW | 1 |  |  | H20 |  |  | Existing ST
Generators | System | Gardabani ST U9 | Start Profile | 108 |  | MW | 1 |  |  | H21 |  |  | Existing ST
Generators | System | Gardabani ST U9 | Start Profile | 144 |  | MW | 1 |  |  | H22 |  |  | Existing ST
Generators | System | Gardabani ST U9 | Start Profile | 180 |  | MW | 1 |  |  | H23 |  |  | Existing ST
Generators | System | Gardabani ST U9 | Run Down Rate | 2,12 |  | MW/min | 1 | [5 empty] | Existing ST
Generators | System | Gardabani ST U9 | Rating | 250 |  | MW | 1 | [5 empty] | Existing ST
Generators | System | Gardabani ST U9 | Min Up Time | 24 |  | h | 1 |  |  |  | NO |  | Existing ST
Generators | System | Gardabani ST U9 | Min Down Time | 8 |  | h | 1 | [5 empty] | Existing ST
Generators | System | Gardabani ST U9 | Max Ramp Up | 1,6 |  | MW/min | 1 | [5 empty] | Existing ST
Generators | System | Gardabani ST U9 | Max Ramp Down | 6,5 |  | MW/min | 1 | [5 empty] | Existing ST
Generators | System | Gardabani ST U9 | Rough Running Point | 180 |  | MW | 1 |  |  |  | Rough Regulation |  | Existing ST
Generators | System | Gardabani ST U9 | Rough Running Point | 200 |  | MW | 2 |  |  |  | Rough Regulation |  | Existing ST
Generators | System | Gardabani ST U9 | Rough Running Point | 220 |  | MW | 3 |  |  |  | Rough Regulation |  | Existing ST
Generators | System | Gardabani ST U9 | Rough Running Range | 19 |  | MW | 1 |  |  |  | Rough Regulation |  | Existing ST
Generators | System | Gardabani ST U9 | Rough Running Range | 19 |  | MW | 2 |  |  |  | Rough Regulation |  | Existing ST
Generators | System | Gardabani ST U9 | Rough Running Range | 29 |  | MW | 3 |  |  |  | Rough Regulation |  | Existing ST
Generators | System | Gardabani ST U9 | Max Energy Month | 0 |  | GWh | 1 | [5 empty] | Existing ST
Generators | System | Gardabani ST U9 | Max Starts Year | 80 |  | - | 1 | [5 empty] | Existing ST
Generators | System | Gardabani ST U9 | Forced Outage Rate | 1,37 |  | % | 2 |  |  |  | Maintenace |  | Existing ST
Generators | System | Gardabani ST U9 | Maintenance Rate | 32,64 |  | % | 1 |  |  |  | Maintenace |  | Existing ST
Generators | System | Gardabani ST U9 | Maintenance Frequency | 1 |  | - | 1 |  |  |  | NO |  | Existing ST
Generators | System | Gardabani ST U9 | Mean Time to Repair | 168 |  | h | 1 |  |  |  | Maintenace |  | Existing ST
Generators | System | Gardabani ST U9 | Mean Time to Repair | 24 |  | h | 2 |  |  |  | Maintenace |  | Existing ST
Generators | System | Gardabani ST U9 | Commission Date | 31.12.1990 |  | - | 1 | [5 empty] | Existing ST
Generators | System | Gardabani ST U9 | Max Units Retired | 0 |  | - | 1 | [5 empty] | Existing ST
Reserve.Generators | MFRR - Down | Gardabani ST U3 | Max Response Factor | 100 |  | % | 1 | [5 empty] | Existing ST
Reserve.Generators | MFRR - Down | Gardabani ST U4 | Max Response Factor | 100 |  | % | 1 | [5 empty] | Existing ST
Reserve.Generators | MFRR - Down | Gardabani ST U9 | Max Response Factor | 100 |  | % | 1 | [5 empty] | Existing ST
Reserve.Generators | MFRR - UP | Gardabani ST U3 | Max Response Factor | 100 |  | % | 1 | [5 empty] | Existing ST
Reserve.Generators | MFRR - UP | Gardabani ST U4 | Max Response Factor | 100 |  | % | 1 | [5 empty] | Existing ST
Reserve.Generators | MFRR - UP | Gardabani ST U9 | Max Response Factor | 100 |  | % | 1 | [5 empty] | Existing ST
Reserve.Generators | MFRR PV - Down | Gardabani ST U3 | Max Response Factor | 100 |  | % | 1 | [5 empty] | Existing ST
Reserve.Generators | MFRR PV - Down | Gardabani ST U4 | Max Response Factor | 100 |  | % | 1 | [5 empty] | Existing ST
Reserve.Generators | MFRR PV - Down | Gardabani ST U9 | Max Response Factor | 100 |  | % | 1 | [5 empty] | Existing ST
Reserve.Generators | MFRR PV - UP | Gardabani ST U3 | Max Response Factor | 100 |  | % | 1 | [5 empty] | Existing ST
Reserve.Generators | MFRR PV - UP | Gardabani ST U4 | Max Response Factor | 100 |  | % | 1 | [5 empty] | Existing ST
Reserve.Generators | MFRR PV - UP | Gardabani ST U9 | Max Response Factor | 100 |  | % | 1 | [5 empty] | Existing ST

## Existing CCGT
Collection | Parent Object | Child Object | Property | Value | Data File | Units | Band | Date From | Date To | Timeslice | Scenario | Memo | Category
Generators | System | Gardabani CCGT | Units | 1 |  | - | 1 | [5 empty] | Existing CCGT
Generators | System | Gardabani CCGT | Max Capacity | 230 |  | MW | 1 | [5 empty] | Existing CCGT
Generators | System | Gardabani CCGT | Min Stable Level | 80 |  | MW | 1 | [5 empty] | Existing CCGT
Generators | System | Gardabani CCGT | Heat Rate Base | 522,6 |  | GJ/h | 1 | [5 empty] | Existing CCGT
Generators | System | Gardabani CCGT | Heat Rate Incr | 4,44 |  | GJ/MWh | 1 | [5 empty] | Existing CCGT
Generators | System | Gardabani CCGT | VO&M Charge | 2,06 |  | $/MWh | 1 | [5 empty] | Existing CCGT
Generators | System | Gardabani CCGT | FO&M Charge | 25,88 |  | $/kW/yr | 1 | [5 empty] | Existing CCGT
Generators | System | Gardabani CCGT | Run Up Rate | 2,29 |  | MW/min | 1 | [5 empty] | Existing CCGT
Generators | System | Gardabani CCGT | Start Profile | 0 |  | MW | 1 |  |  | H01-18 | NO |  | Existing CCGT
Generators | System | Gardabani CCGT | Start Profile | 15 |  | MW | 1 |  |  | H19 | NO |  | Existing CCGT
Generators | System | Gardabani CCGT | Start Profile | 30 |  | MW | 1 |  |  | H20 | NO |  | Existing CCGT
Generators | System | Gardabani CCGT | Start Profile | 45 |  | MW | 1 |  |  | H21 | NO |  | Existing CCGT
Generators | System | Gardabani CCGT | Start Profile | 60 |  | MW | 1 |  |  | H22 | NO |  | Existing CCGT
Generators | System | Gardabani CCGT | Start Profile | 80 |  | MW | 1 |  |  | H23 | NO |  | Existing CCGT
Generators | System | Gardabani CCGT | Run Down Rate | 3,6 |  | MW/min | 1 | [5 empty] | Existing CCGT
Generators | System | Gardabani CCGT | Rating | 230 |  | MW | 1 | [5 empty] | Existing CCGT
Generators | System | Gardabani CCGT | Min Up Time | 24 |  | h | 1 |  |  |  | NO |  | Existing CCGT
Generators | System | Gardabani CCGT | Min Down Time | 8 |  | h | 1 | [5 empty] | Existing CCGT
Generators | System | Gardabani CCGT | Max Ramp Up | 138 |  | MW/min | 1 | [5 empty] | Existing CCGT
Generators | System | Gardabani CCGT | Max Ramp Down | 138 |  | MW/min | 1 | [5 empty] | Existing CCGT
Generators | System | Gardabani CCGT | Rough Running Point | 165 |  | MW | 1 |  |  |  | Rough Regulation |  | Existing CCGT
Generators | System | Gardabani CCGT | Rough Running Point | 190 |  | MW | 2 |  |  |  | Rough Regulation |  | Existing CCGT
Generators | System | Gardabani CCGT | Rough Running Point | 200 |  | MW | 3 |  |  |  | Rough Regulation |  | Existing CCGT
Generators | System | Gardabani CCGT | Rough Running Point | 210 |  | MW | 4 |  |  |  | Rough Regulation |  | Existing CCGT
Generators | System | Gardabani CCGT | Rough Running Point | 220 |  | MW | 5 |  |  |  | Rough Regulation |  | Existing CCGT
Generators | System | Gardabani CCGT | Rough Running Range | 24 |  | MW | 1 |  |  |  | Rough Regulation |  | Existing CCGT
Generators | System | Gardabani CCGT | Rough Running Range | 9 |  | MW | 2 |  |  |  | Rough Regulation |  | Existing CCGT
Generators | System | Gardabani CCGT | Rough Running Range | 9 |  | MW | 3 |  |  |  | Rough Regulation |  | Existing CCGT
Generators | System | Gardabani CCGT | Rough Running Range | 9 |  | MW | 4 |  |  |  | Rough Regulation |  | Existing CCGT
Generators | System | Gardabani CCGT | Rough Running Range | 9 |  | MW | 5 |  |  |  | Rough Regulation |  | Existing CCGT
Generators | System | Gardabani CCGT | Max Starts Year | 7 |  | - | 1 | [5 empty] | Existing CCGT
Generators | System | Gardabani CCGT | Forced Outage Rate | 2 |  | % | 2 |  |  |  | Maintenace |  | Existing CCGT
Generators | System | Gardabani CCGT | Maintenance Rate | 7,81 |  | % | 1 |  |  |  | Maintenace |  | Existing CCGT
Generators | System | Gardabani CCGT | Maintenance Frequency | 1 |  | - | 1 |  |  |  | NO |  | Existing CCGT
Generators | System | Gardabani CCGT | Mean Time to Repair | 168 |  | h | 1 |  |  |  | Maintenace |  | Existing CCGT
Generators | System | Gardabani CCGT | Mean Time to Repair | 24 |  | h | 2 |  |  |  | Maintenace |  | Existing CCGT
Generators | System | Gardabani CCGT--3 | Units | 0 |  | - | 1 | 2023-01-01 |  |  |  |  | Existing CCGT
Generators | System | Gardabani CCGT--3 | Max Capacity | 270 |  | MW | 1 | [5 empty] | Existing CCGT
Generators | System | Gardabani CCGT--3 | Min Stable Level | 60 |  | MW | 1 | [5 empty] | Existing CCGT
Generators | System | Gardabani CCGT--3 | Heat Rate Base | 522,6 |  | GJ/h | 1 | [5 empty] | Existing CCGT
Generators | System | Gardabani CCGT--3 | Heat Rate Incr | 4,44 |  | GJ/MWh | 1 | [5 empty] | Existing CCGT
Generators | System | Gardabani CCGT--3 | VO&M Charge | 2,06 |  | $/MWh | 1 | [5 empty] | Existing CCGT
Generators | System | Gardabani CCGT--3 | FO&M Charge | 25,88 |  | $/kW/yr | 1 | [5 empty] | Existing CCGT
Generators | System | Gardabani CCGT--3 | Run Up Rate | 2,29 |  | MW/min | 1 | [5 empty] | Existing CCGT
Generators | System | Gardabani CCGT--3 | Start Profile | 0 |  | MW | 1 |  |  | H01-18 | NO |  | Existing CCGT
Generators | System | Gardabani CCGT--3 | Start Profile | 10 |  | MW | 1 |  |  | H19 | NO |  | Existing CCGT
Generators | System | Gardabani CCGT--3 | Start Profile | 20 |  | MW | 1 |  |  | H20 | NO |  | Existing CCGT
Generators | System | Gardabani CCGT--3 | Start Profile | 30 |  | MW | 1 |  |  | H21 | NO |  | Existing CCGT
Generators | System | Gardabani CCGT--3 | Start Profile | 40 |  | MW | 1 |  |  | H22 | NO |  | Existing CCGT
Generators | System | Gardabani CCGT--3 | Start Profile | 60 |  | MW | 1 |  |  | H23 | NO |  | Existing CCGT
Generators | System | Gardabani CCGT--3 | Run Down Rate | 3,6 |  | MW/min | 1 | [5 empty] | Existing CCGT
Generators | System | Gardabani CCGT--3 | Rating | 270 |  | MW | 1 | [5 empty] | Existing CCGT
Generators | System | Gardabani CCGT--3 | Min Up Time | 24 |  | h | 1 |  |  |  | NO |  | Existing CCGT
Generators | System | Gardabani CCGT--3 | Min Down Time | 8 |  | h | 1 | [5 empty] | Existing CCGT
Generators | System | Gardabani CCGT--3 | Max Ramp Up | 138 |  | MW/min | 1 | [5 empty] | Existing CCGT
Generators | System | Gardabani CCGT--3 | Max Ramp Down | 138 |  | MW/min | 1 | [5 empty] | Existing CCGT
Generators | System | Gardabani CCGT--3 | Rough Running Point | 165 |  | MW | 1 |  |  |  | Rough Regulation |  | Existing CCGT
Generators | System | Gardabani CCGT--3 | Rough Running Point | 190 |  | MW | 2 |  |  |  | Rough Regulation |  | Existing CCGT
Generators | System | Gardabani CCGT--3 | Rough Running Point | 200 |  | MW | 3 |  |  |  | Rough Regulation |  | Existing CCGT
Generators | System | Gardabani CCGT--3 | Rough Running Point | 210 |  | MW | 4 |  |  |  | Rough Regulation |  | Existing CCGT
Generators | System | Gardabani CCGT--3 | Rough Running Point | 220 |  | MW | 5 |  |  |  | Rough Regulation |  | Existing CCGT
Generators | System | Gardabani CCGT--3 | Rough Running Range | 24 |  | MW | 1 |  |  |  | Rough Regulation |  | Existing CCGT
Generators | System | Gardabani CCGT--3 | Rough Running Range | 9 |  | MW | 2 |  |  |  | Rough Regulation |  | Existing CCGT
Generators | System | Gardabani CCGT--3 | Rough Running Range | 9 |  | MW | 3 |  |  |  | Rough Regulation |  | Existing CCGT
Generators | System | Gardabani CCGT--3 | Rough Running Range | 9 |  | MW | 4 |  |  |  | Rough Regulation |  | Existing CCGT
Generators | System | Gardabani CCGT--3 | Rough Running Range | 9 |  | MW | 5 |  |  |  | Rough Regulation |  | Existing CCGT
Generators | System | Gardabani CCGT--3 | Max Starts Year | 1e+30 |  | - | 1 | [5 empty] | Existing CCGT
Generators | System | Gardabani CCGT--3 | Forced Outage Rate | 2 |  | % | 2 |  |  |  | Maintenace |  | Existing CCGT
Generators | System | Gardabani CCGT--3 | Maintenance Rate | 7,81 |  | % | 1 |  |  |  | Maintenace |  | Existing CCGT
Generators | System | Gardabani CCGT--3 | Maintenance Frequency | 1 |  | - | 1 |  |  |  | NO |  | Existing CCGT
Generators | System | Gardabani CCGT--3 | Mean Time to Repair | 168 |  | h | 1 |  |  |  | Maintenace |  | Existing CCGT
Generators | System | Gardabani CCGT--3 | Mean Time to Repair | 24 |  | h | 2 |  |  |  | Maintenace |  | Existing CCGT
Generators | System | Gardabani CCGT-2 | Units | 1 |  | - | 1 | [5 empty] | Existing CCGT
Generators | System | Gardabani CCGT-2 | Max Capacity | 230 |  | MW | 1 | [5 empty] | Existing CCGT
Generators | System | Gardabani CCGT-2 | Min Stable Level | 80 |  | MW | 1 | [5 empty] | Existing CCGT
Generators | System | Gardabani CCGT-2 | Heat Rate Base | 522,6 |  | GJ/h | 1 | [5 empty] | Existing CCGT
Generators | System | Gardabani CCGT-2 | Heat Rate Incr | 4,44 |  | GJ/MWh | 1 | [5 empty] | Existing CCGT
Generators | System | Gardabani CCGT-2 | VO&M Charge | 2,06 |  | $/MWh | 1 | [5 empty] | Existing CCGT
Generators | System | Gardabani CCGT-2 | FO&M Charge | 25,88 |  | $/kW/yr | 1 | [5 empty] | Existing CCGT
Generators | System | Gardabani CCGT-2 | Run Up Rate | 2,29 |  | MW/min | 1 | [5 empty] | Existing CCGT
Generators | System | Gardabani CCGT-2 | Start Profile | 0 |  | MW | 1 |  |  | H01-18 | NO |  | Existing CCGT
Generators | System | Gardabani CCGT-2 | Start Profile | 15 |  | MW | 1 |  |  | H19 | NO |  | Existing CCGT
Generators | System | Gardabani CCGT-2 | Start Profile | 30 |  | MW | 1 |  |  | H20 | NO |  | Existing CCGT
Generators | System | Gardabani CCGT-2 | Start Profile | 45 |  | MW | 1 |  |  | H21 | NO |  | Existing CCGT
Generators | System | Gardabani CCGT-2 | Start Profile | 60 |  | MW | 1 |  |  | H22 | NO |  | Existing CCGT
Generators | System | Gardabani CCGT-2 | Start Profile | 80 |  | MW | 1 |  |  | H23 | NO |  | Existing CCGT
Generators | System | Gardabani CCGT-2 | Run Down Rate | 3,6 |  | MW/min | 1 | [5 empty] | Existing CCGT
Generators | System | Gardabani CCGT-2 | Rating | 230 |  | MW | 1 | [5 empty] | Existing CCGT
Generators | System | Gardabani CCGT-2 | Min Up Time | 24 |  | h | 1 |  |  |  | NO |  | Existing CCGT
Generators | System | Gardabani CCGT-2 | Min Down Time | 8 |  | h | 1 | [5 empty] | Existing CCGT
Generators | System | Gardabani CCGT-2 | Max Ramp Up | 138 |  | MW/min | 1 | [5 empty] | Existing CCGT
Generators | System | Gardabani CCGT-2 | Max Ramp Down | 138 |  | MW/min | 1 | [5 empty] | Existing CCGT
Generators | System | Gardabani CCGT-2 | Rough Running Point | 165 |  | MW | 1 |  |  |  | Rough Regulation |  | Existing CCGT
Generators | System | Gardabani CCGT-2 | Rough Running Point | 190 |  | MW | 2 |  |  |  | Rough Regulation |  | Existing CCGT
Generators | System | Gardabani CCGT-2 | Rough Running Point | 200 |  | MW | 3 |  |  |  | Rough Regulation |  | Existing CCGT
Generators | System | Gardabani CCGT-2 | Rough Running Point | 210 |  | MW | 4 |  |  |  | Rough Regulation |  | Existing CCGT
Generators | System | Gardabani CCGT-2 | Rough Running Point | 220 |  | MW | 5 |  |  |  | Rough Regulation |  | Existing CCGT
Generators | System | Gardabani CCGT-2 | Rough Running Range | 24 |  | MW | 1 |  |  |  | Rough Regulation |  | Existing CCGT
Generators | System | Gardabani CCGT-2 | Rough Running Range | 9 |  | MW | 2 |  |  |  | Rough Regulation |  | Existing CCGT
Generators | System | Gardabani CCGT-2 | Rough Running Range | 9 |  | MW | 3 |  |  |  | Rough Regulation |  | Existing CCGT
Generators | System | Gardabani CCGT-2 | Rough Running Range | 9 |  | MW | 4 |  |  |  | Rough Regulation |  | Existing CCGT
Generators | System | Gardabani CCGT-2 | Rough Running Range | 9 |  | MW | 5 |  |  |  | Rough Regulation |  | Existing CCGT
Generators | System | Gardabani CCGT-2 | Max Starts Year | 1e+30 |  | - | 1 | [5 empty] | Existing CCGT
Generators | System | Gardabani CCGT-2 | Forced Outage Rate | 2 |  | % | 2 |  |  |  | Maintenace |  | Existing CCGT
Generators | System | Gardabani CCGT-2 | Maintenance Rate | 7,81 |  | % | 1 |  |  |  | Maintenace |  | Existing CCGT
Generators | System | Gardabani CCGT-2 | Maintenance Frequency | 1 |  | - | 1 |  |  |  | NO |  | Existing CCGT
Generators | System | Gardabani CCGT-2 | Mean Time to Repair | 168 |  | h | 1 |  |  |  | Maintenace |  | Existing CCGT
Generators | System | Gardabani CCGT-2 | Mean Time to Repair | 24 |  | h | 2 |  |  |  | Maintenace |  | Existing CCGT
Reserve.Generators | FCR - Down | Gardabani CCGT | Max Response Factor | 10 |  | % | 1 | [5 empty] | Existing CCGT
Reserve.Generators | FCR - Down | Gardabani CCGT--3 | Max Response Factor | 10 |  | % | 1 | [5 empty] | Existing CCGT
Reserve.Generators | FCR - Down | Gardabani CCGT-2 | Max Response Factor | 10 |  | % | 1 | [5 empty] | Existing CCGT
Reserve.Generators | FCR - UP | Gardabani CCGT | Max Response Factor | 10 |  | % | 1 | [5 empty] | Existing CCGT
Reserve.Generators | FCR - UP | Gardabani CCGT--3 | Max Response Factor | 10 |  | % | 1 | [5 empty] | Existing CCGT
Reserve.Generators | FCR - UP | Gardabani CCGT-2 | Max Response Factor | 10 |  | % | 1 | [5 empty] | Existing CCGT
Reserve.Generators | FCR PV - Down | Gardabani CCGT | Max Response Factor | 10 |  | % | 1 | [5 empty] | Existing CCGT
Reserve.Generators | FCR PV - Down | Gardabani CCGT--3 | Max Response Factor | 10 |  | % | 1 | [5 empty] | Existing CCGT
Reserve.Generators | FCR PV - Down | Gardabani CCGT-2 | Max Response Factor | 10 |  | % | 1 | [5 empty] | Existing CCGT
Reserve.Generators | FCR PV - UP | Gardabani CCGT | Max Response Factor | 10 |  | % | 1 | [5 empty] | Existing CCGT
Reserve.Generators | FCR PV - UP | Gardabani CCGT--3 | Max Response Factor | 10 |  | % | 1 | [5 empty] | Existing CCGT
Reserve.Generators | FCR PV - UP | Gardabani CCGT-2 | Max Response Factor | 10 |  | % | 1 | [5 empty] | Existing CCGT
Reserve.Generators | MFRR - Down | Gardabani CCGT | Max Response Factor | 100 |  | % | 1 | [5 empty] | Existing CCGT
Reserve.Generators | MFRR - Down | Gardabani CCGT--3 | Max Response Factor | 100 |  | % | 1 | [5 empty] | Existing CCGT
Reserve.Generators | MFRR - Down | Gardabani CCGT-2 | Max Response Factor | 100 |  | % | 1 | [5 empty] | Existing CCGT
Reserve.Generators | MFRR - UP | Gardabani CCGT | Max Response Factor | 100 |  | % | 1 | [5 empty] | Existing CCGT
Reserve.Generators | MFRR - UP | Gardabani CCGT--3 | Max Response Factor | 100 |  | % | 1 | [5 empty] | Existing CCGT
Reserve.Generators | MFRR - UP | Gardabani CCGT-2 | Max Response Factor | 100 |  | % | 1 | [5 empty] | Existing CCGT
Reserve.Generators | MFRR PV - Down | Gardabani CCGT | Max Response Factor | 100 |  | % | 1 | [5 empty] | Existing CCGT
Reserve.Generators | MFRR PV - Down | Gardabani CCGT--3 | Max Response Factor | 100 |  | % | 1 | [5 empty] | Existing CCGT
Reserve.Generators | MFRR PV - Down | Gardabani CCGT-2 | Max Response Factor | 100 |  | % | 1 | [5 empty] | Existing CCGT
Reserve.Generators | MFRR PV - UP | Gardabani CCGT | Max Response Factor | 100 |  | % | 1 | [5 empty] | Existing CCGT
Reserve.Generators | MFRR PV - UP | Gardabani CCGT--3 | Max Response Factor | 100 |  | % | 1 | [5 empty] | Existing CCGT
Reserve.Generators | MFRR PV - UP | Gardabani CCGT-2 | Max Response Factor | 100 |  | % | 1 | [5 empty] | Existing CCGT
Reserve.Generators | RR | Gardabani CCGT | Max Response Factor | 100 |  | % | 1 | [5 empty] | Existing CCGT
Reserve.Generators | RR | Gardabani CCGT--3 | Max Response Factor | 100 |  | % | 1 | [5 empty] | Existing CCGT
Reserve.Generators | RR | Gardabani CCGT-2 | Max Response Factor | 100 |  | % | 1 | [5 empty] | Existing CCGT

## Existing GT
Collection | Parent Object | Child Object | Property | Value | Data File | Units | Band | Date From | Date To | Timeslice | Scenario | Memo | Category
Generators | System | Gardabani GT | Units | 2 |  | - | 1 | [5 empty] | Existing GT
Generators | System | Gardabani GT | Max Capacity | 55 |  | MW | 1 | [5 empty] | Existing GT
Generators | System | Gardabani GT | Min Stable Level | 40 |  | MW | 1 | [5 empty] | Existing GT
Generators | System | Gardabani GT | Heat Rate | 10,88 |  | GJ/MWh | 1 | [5 empty] | Existing GT
Generators | System | Gardabani GT | VO&M Charge | 0,06 |  | $/MWh | 1 | [5 empty] | Existing GT
Generators | System | Gardabani GT | FO&M Charge | 8,37 |  | $/kW/yr | 1 | [5 empty] | Existing GT
Generators | System | Gardabani GT | Run Up Rate | 2,29 |  | MW/min | 1 | [5 empty] | Existing GT
Generators | System | Gardabani GT | Run Down Rate | 6,67 |  | MW/min | 1 | [5 empty] | Existing GT
Generators | System | Gardabani GT | Rating | 42,5 |  | MW | 1 | [5 empty] | Existing GT
Generators | System | Gardabani GT | Min Up Time | 5 |  | h | 1 |  |  |  | NO |  | Existing GT
Generators | System | Gardabani GT | Min Down Time | 5 |  | h | 1 | [5 empty] | Existing GT
Generators | System | Gardabani GT | Max Ramp Up | 20 |  | MW/min | 1 | [5 empty] | Existing GT
Generators | System | Gardabani GT | Max Ramp Down | 20 |  | MW/min | 1 | [5 empty] | Existing GT
Generators | System | Gardabani GT | Max Starts Year | 100 |  | - | 1 | [5 empty] | Existing GT
Generators | System | Gardabani GT | Forced Outage Rate | 2 |  | % | 2 |  |  |  | Maintenace |  | Existing GT
Generators | System | Gardabani GT | Maintenance Rate | 2,41 |  | % | 1 |  |  |  | Maintenace |  | Existing GT
Generators | System | Gardabani GT | Maintenance Frequency | 1 |  | - | 1 |  |  |  | NO |  | Existing GT
Generators | System | Gardabani GT | Mean Time to Repair | 168 |  | h | 1 |  |  |  | Maintenace |  | Existing GT
Generators | System | Gardabani GT | Mean Time to Repair | 24 |  | h | 2 |  |  |  | Maintenace |  | Existing GT
Generators | System | Gardabani GT | Commission Date | 31.12.2005 |  | - | 1 | [5 empty] | Existing GT
Reserve.Generators | FCR - Down | Gardabani GT | Max Response Factor | 10 |  | % | 1 | [5 empty] | Existing GT
Reserve.Generators | FCR - UP | Gardabani GT | Max Response Factor | 10 |  | % | 1 | [5 empty] | Existing GT
Reserve.Generators | FCR PV - Down | Gardabani GT | Max Response Factor | 10 |  | % | 1 | [5 empty] | Existing GT
Reserve.Generators | FCR PV - UP | Gardabani GT | Max Response Factor | 10 |  | % | 1 | [5 empty] | Existing GT
Reserve.Generators | MFRR - Down | Gardabani GT | Max Response Factor | 100 |  | % | 1 | [5 empty] | Existing GT
Reserve.Generators | MFRR - UP | Gardabani GT | Max Response Factor | 100 |  | % | 1 | [5 empty] | Existing GT
Reserve.Generators | MFRR PV - Down | Gardabani GT | Max Response Factor | 100 |  | % | 1 | [5 empty] | Existing GT
Reserve.Generators | MFRR PV - UP | Gardabani GT | Max Response Factor | 100 |  | % | 1 | [5 empty] | Existing GT
Reserve.Generators | RR | Gardabani GT | Max Response Factor | 100 |  | % | 1 | [5 empty] | Existing GT

## Candidate HPP
Collection | Parent Object | Child Object | Property | Value | Data File | Units | Band | Date From | Date To | Timeslice | Scenario | Memo | Category
Generators | System | Akavreta hesi | Expansion Optimality | Integer |  | - | 1 | [5 empty] | Candidate HPP
Generators | System | Akavreta hesi | Units | 0 |  | - | 1 | [5 empty] | Candidate HPP
Generators | System | Akavreta hesi | Max Capacity | 20 |  | MW | 1 | [5 empty] | Candidate HPP
Generators | System | Akavreta hesi | VO&M Charge | 1,5 |  | $/MWh | 1 | [5 empty] | Candidate HPP
Generators | System | Akavreta hesi | FO&M Charge | 18 |  | $/kW/yr | 1 | [5 empty] | Candidate HPP
Generators | System | Akavreta hesi | Rating Factor | 100 | dry.csv | % | 1 |  |  |  | Dry |  | Candidate HPP
Generators | System | Akavreta hesi | Rating Factor | 100 | flood.csv | % | 1 |  |  |  | Flood |  | Candidate HPP
Generators | System | Akavreta hesi | Rating Factor | 100 | moderate.csv | % | 1 |  |  |  | Moderate |  | Candidate HPP
Generators | System | Akavreta hesi | Build Cost | 1750 |  | $/kW | 1 | [5 empty] | Candidate HPP
Generators | System | Akavreta hesi | Project Start Date | 31.12.2027 |  | - | 1 | 2027-12-31 |  |  | TYNDP dates |  | Candidate HPP
Generators | System | Akavreta hesi | WACC | 10 |  | % | 1 | [5 empty] | Candidate HPP
Generators | System | Akavreta hesi | Economic Life | 40 |  | yr | 1 | [5 empty] | Candidate HPP
Generators | System | Akavreta hesi | Max Units Built | 1 |  | - | 1 | 2027-12-31 |  |  |  |  | Candidate HPP
Generators | System | Akhalkalaki hesi1 | Expansion Optimality | Integer |  | - | 1 | [5 empty] | Candidate HPP
Generators | System | Akhalkalaki hesi1 | Units | 1 |  | - | 1 | [5 empty] | Candidate HPP
Generators | System | Akhalkalaki hesi1 | Max Capacity | 7,7 |  | MW | 1 | [5 empty] | Candidate HPP
Generators | System | Akhalkalaki hesi1 | VO&M Charge | 1,5 |  | $/MWh | 1 | [5 empty] | Candidate HPP
Generators | System | Akhalkalaki hesi1 | FO&M Charge | 25,88 |  | $/kW/yr | 1 | [5 empty] | Candidate HPP
Generators | System | Akhalkalaki hesi1 | Rating Factor | 100 | dry.csv | % | 1 |  |  |  | Dry |  | Candidate HPP
Generators | System | Akhalkalaki hesi1 | Rating Factor | 100 | flood.csv | % | 1 |  |  |  | Flood |  | Candidate HPP
Generators | System | Akhalkalaki hesi1 | Rating Factor | 100 | moderate.csv | % | 1 |  |  |  | Moderate |  | Candidate HPP
Generators | System | Akhalkalaki hesi1 | Build Cost | 2055 |  | $/kW | 1 | [5 empty] | Candidate HPP
Generators | System | Akhalkalaki hesi1 | Project Start Date | 30.06.2023 |  | - | 1 | 2023-06-30 |  |  | TYNDP dates |  | Candidate HPP
Generators | System | Akhalkalaki hesi1 | WACC | 10 |  | % | 1 | [5 empty] | Candidate HPP
Generators | System | Akhalkalaki hesi1 | Economic Life | 40 |  | yr | 1 | [5 empty] | Candidate HPP
Generators | System | Akhalkalaki hesi1 | Max Units Built | 1 |  | - | 1 | 2023-06-30 |  |  |  |  | Candidate HPP
Generators | System | Akhalsofeli hesi | Expansion Optimality | Integer |  | - | 1 | [5 empty] | Candidate HPP
Generators | System | Akhalsofeli hesi | Units | 0 |  | - | 1 | [5 empty] | Candidate HPP
Generators | System | Akhalsofeli hesi | Max Capacity | 5,34 |  | MW | 1 | [5 empty] | Candidate HPP
Generators | System | Akhalsofeli hesi | VO&M Charge | 1,5 |  | $/MWh | 1 | [5 empty] | Candidate HPP
Generators | System | Akhalsofeli hesi | FO&M Charge | 11,03 |  | $/kW/yr | 1 | [5 empty] | Candidate HPP
Generators | System | Akhalsofeli hesi | Rating Factor | 100 | dry.csv | % | 1 |  |  |  | Dry |  | Candidate HPP
Generators | System | Akhalsofeli hesi | Rating Factor | 100 | flood.csv | % | 1 |  |  |  | Flood |  | Candidate HPP
Generators | System | Akhalsofeli hesi | Rating Factor | 100 | moderate.csv | % | 1 |  |  |  | Moderate |  | Candidate HPP
Generators | System | Akhalsofeli hesi | Build Cost | 1106 |  | $/kW | 1 | [5 empty] | Candidate HPP
Generators | System | Akhalsofeli hesi | Project Start Date | 31.12.2026 |  | - | 1 | 2026-12-31 |  |  | TYNDP dates |  | Candidate HPP
Generators | System | Akhalsofeli hesi | WACC | 10,12 |  | % | 1 | [5 empty] | Candidate HPP
Generators | System | Akhalsofeli hesi | Economic Life | 40 |  | yr | 1 | [5 empty] | Candidate HPP
Generators | System | Akhalsofeli hesi | Max Units Built | 1 |  | - | 1 | 2026-12-31 |  |  |  |  | Candidate HPP
Generators | System | Alpana | Expansion Optimality | Integer |  | - | 1 | [5 empty] | Candidate HPP
Generators | System | Alpana | Units | 0 |  | - | 1 | [5 empty] | Candidate HPP
Generators | System | Alpana | Max Capacity | 55,4 |  | MW | 1 | [5 empty] | Candidate HPP
Generators | System | Alpana | VO&M Charge | 1,5 |  | $/MWh | 1 | [5 empty] | Candidate HPP
Generators | System | Alpana | FO&M Charge | 19 |  | $/kW/yr | 1 | [5 empty] | Candidate HPP
Generators | System | Alpana | Rating | 0 | dry.csv | MW | 1 |  |  |  | Dry |  | Candidate HPP
Generators | System | Alpana | Rating | 0 | flood.csv | MW | 1 |  |  |  | Flood |  | Candidate HPP
Generators | System | Alpana | Rating | 0 | moderate.csv | MW | 1 |  |  |  | Moderate |  | Candidate HPP
Generators | System | Alpana | Build Cost | 1263,54 |  | $/kW | 1 | [5 empty] | Candidate HPP
Generators | System | Alpana | Project Start Date | 31.12.2026 |  | - | 1 | 2026-12-31 |  |  | TYNDP dates |  | Candidate HPP
Generators | System | Alpana | WACC | 7,28 |  | % | 1 | [5 empty] | Candidate HPP
Generators | System | Alpana | Economic Life | 40 |  | yr | 1 | [5 empty] | Candidate HPP
Generators | System | Alpana | Max Units Built | 1 |  | - | 1 | 2026-12-31 |  |  |  |  | Candidate HPP
Generators | System | andeziti hesi | Expansion Optimality | Integer |  | - | 1 | [5 empty] | Candidate HPP
Generators | System | andeziti hesi | Units | 0 |  | - | 1 | [5 empty] | Candidate HPP
Generators | System | andeziti hesi | Max Capacity | 1,1 |  | MW | 1 | [5 empty] | Candidate HPP
Generators | System | andeziti hesi | VO&M Charge | 1,5 |  | $/MWh | 1 | [5 empty] | Candidate HPP
Generators | System | andeziti hesi | FO&M Charge | 17 |  | $/kW/yr | 1 | [5 empty] | Candidate HPP
Generators | System | andeziti hesi | Rating Factor | 100 | dry.csv | % | 1 |  |  |  | Dry |  | Candidate HPP
Generators | System | andeziti hesi | Rating Factor | 100 | flood.csv | % | 1 |  |  |  | Flood |  | Candidate HPP
Generators | System | andeziti hesi | Rating Factor | 100 | moderate.csv | % | 1 |  |  |  | Moderate |  | Candidate HPP
Generators | System | andeziti hesi | Build Cost | 1511 |  | $/kW | 1 | [5 empty] | Candidate HPP
Generators | System | andeziti hesi | Project Start Date | 30.06.2027 |  | - | 1 | 2027-06-30 |  |  | TYNDP dates |  | Candidate HPP
Generators | System | andeziti hesi | WACC | 10,45 |  | % | 1 | [5 empty] | Candidate HPP
Generators | System | andeziti hesi | Economic Life | 40 |  | yr | 1 | [5 empty] | Candidate HPP
Generators | System | andeziti hesi | Max Units Built | 1 |  | - | 1 | 2027-06-30 |  |  |  |  | Candidate HPP
Generators | System | Baisubani hesi | Expansion Optimality | Integer |  | - | 1 | [5 empty] | Candidate HPP
Generators | System | Baisubani hesi | Units | 0 |  | - | 1 | [5 empty] | Candidate HPP
Generators | System | Baisubani hesi | Max Capacity | 5 |  | MW | 1 | [5 empty] | Candidate HPP
Generators | System | Baisubani hesi | VO&M Charge | 1,5 |  | $/MWh | 1 | [5 empty] | Candidate HPP
Generators | System | Baisubani hesi | FO&M Charge | 9,89 |  | $/kW/yr | 1 | [5 empty] | Candidate HPP
Generators | System | Baisubani hesi | Rating Factor | 100 | dry.csv | % | 1 |  |  |  | Dry |  | Candidate HPP
Generators | System | Baisubani hesi | Rating Factor | 100 | flood.csv | % | 1 |  |  |  | Flood |  | Candidate HPP
Generators | System | Baisubani hesi | Rating Factor | 100 | moderate.csv | % | 1 |  |  |  | Moderate |  | Candidate HPP
Generators | System | Baisubani hesi | Build Cost | 953 |  | $/kW | 1 | [5 empty] | Candidate HPP
Generators | System | Baisubani hesi | Project Start Date | 31.12.2026 |  | - | 1 | 2026-12-31 |  |  | TYNDP dates |  | Candidate HPP
Generators | System | Baisubani hesi | WACC | 10,12 |  | % | 1 | [5 empty] | Candidate HPP
Generators | System | Baisubani hesi | Economic Life | 40 |  | yr | 1 | [5 empty] | Candidate HPP
Generators | System | Baisubani hesi | Max Units Built | 1 |  | - | 1 | 2026-12-31 |  |  |  |  | Candidate HPP
Generators | System | Bakhvi hesi 1 | Expansion Optimality | Integer |  | - | 1 | [5 empty] | Candidate HPP
Generators | System | Bakhvi hesi 1 | Units | 0 |  | - | 1 | [5 empty] | Candidate HPP
Generators | System | Bakhvi hesi 1 | Max Capacity | 12 |  | MW | 1 | [5 empty] | Candidate HPP
Generators | System | Bakhvi hesi 1 | VO&M Charge | 1,5 |  | $/MWh | 1 | [5 empty] | Candidate HPP
Generators | System | Bakhvi hesi 1 | FO&M Charge | 11 |  | $/kW/yr | 1 | [5 empty] | Candidate HPP
Generators | System | Bakhvi hesi 1 | Rating Factor | 100 | dry.csv | % | 1 |  |  |  | Dry |  | Candidate HPP
Generators | System | Bakhvi hesi 1 | Rating Factor | 100 | flood.csv | % | 1 |  |  |  | Flood |  | Candidate HPP
Generators | System | Bakhvi hesi 1 | Rating Factor | 100 | moderate.csv | % | 1 |  |  |  | Moderate |  | Candidate HPP
Generators | System | Bakhvi hesi 1 | Build Cost | 1108 |  | $/kW | 1 | [5 empty] | Candidate HPP
Generators | System | Bakhvi hesi 1 | Project Start Date | 31.12.2025 |  | - | 1 | 2025-12-31 |  |  | TYNDP dates |  | Candidate HPP
Generators | System | Bakhvi hesi 1 | WACC | 10 |  | % | 1 | [5 empty] | Candidate HPP
Generators | System | Bakhvi hesi 1 | Economic Life | 22 |  | yr | 1 | [5 empty] | Candidate HPP
Generators | System | Bakhvi hesi 1 | Max Units Built | 1 |  | - | 1 | 2025-12-31 |  |  |  |  | Candidate HPP
Generators | System | Bakvi 2 | Expansion Optimality | Integer |  | - | 1 | [5 empty] | Candidate HPP
Generators | System | Bakvi 2 | Units | 0 |  | - | 1 | [5 empty] | Candidate HPP
Generators | System | Bakvi 2 | Max Capacity | 36 |  | MW | 1 | [5 empty] | Candidate HPP
Generators | System | Bakvi 2 | VO&M Charge | 1,5 |  | $/MWh | 1 | [5 empty] | Candidate HPP
Generators | System | Bakvi 2 | FO&M Charge | 27,07 |  | $/kW/yr | 1 | [5 empty] | Candidate HPP
Generators | System | Bakvi 2 | Rating Factor | 100 | dry.csv | % | 1 |  |  |  | Dry |  | Candidate HPP
Generators | System | Bakvi 2 | Rating Factor | 100 | flood.csv | % | 1 |  |  |  | Flood |  | Candidate HPP
Generators | System | Bakvi 2 | Rating Factor | 100 | moderate.csv | % | 1 |  |  |  | Moderate |  | Candidate HPP
Generators | System | Bakvi 2 | Build Cost | 1500 |  | $/kW | 1 | [5 empty] | Candidate HPP
Generators | System | Bakvi 2 | Project Start Date | 31.12.2027 |  | - | 1 | 2027-12-31 |  |  | TYNDP dates |  | Candidate HPP
Generators | System | Bakvi 2 | WACC | 10 |  | % | 1 | [5 empty] | Candidate HPP
Generators | System | Bakvi 2 | Economic Life | 40 |  | yr | 1 | [5 empty] | Candidate HPP
Generators | System | Bakvi 2 | Max Units Built | 1 |  | - | 1 | 2027-12-31 |  |  |  |  | Candidate HPP
Generators | System | Baramidze hesi | Expansion Optimality | Integer |  | - | 1 | [5 empty] | Candidate HPP
Generators | System | Baramidze hesi | Units | 0 |  | - | 1 | [5 empty] | Candidate HPP
Generators | System | Baramidze hesi | Max Capacity | 7,8 |  | MW | 1 | [5 empty] | Candidate HPP
Generators | System | Baramidze hesi | VO&M Charge | 1,5 |  | $/MWh | 1 | [5 empty] | Candidate HPP
Generators | System | Baramidze hesi | FO&M Charge | 19,54 |  | $/kW/yr | 1 | [5 empty] | Candidate HPP
Generators | System | Baramidze hesi | Rating Factor | 100 | dry.csv | % | 1 |  |  |  | Dry |  | Candidate HPP
Generators | System | Baramidze hesi | Rating Factor | 100 | flood.csv | % | 1 |  |  |  | Flood |  | Candidate HPP
Generators | System | Baramidze hesi | Rating Factor | 100 | moderate.csv | % | 1 |  |  |  | Moderate |  | Candidate HPP
Generators | System | Baramidze hesi | Build Cost | 1481 |  | $/kW | 1 | [5 empty] | Candidate HPP
Generators | System | Baramidze hesi | Project Start Date | 31.12.2025 |  | - | 1 | 2025-12-31 |  |  | TYNDP dates |  | Candidate HPP
Generators | System | Baramidze hesi | WACC | 10,8 |  | % | 1 | [5 empty] | Candidate HPP
Generators | System | Baramidze hesi | Economic Life | 40 |  | yr | 1 | [5 empty] | Candidate HPP
Generators | System | Baramidze hesi | Max Units Built | 1 |  | - | 1 | 2025-12-31 |  |  |  |  | Candidate HPP
Generators | System | Barisakho hesi | Expansion Optimality | Integer |  | - | 1 | [5 empty] | Candidate HPP
Generators | System | Barisakho hesi | Units | 0 |  | - | 1 | [5 empty] | Candidate HPP
Generators | System | Barisakho hesi | Max Capacity | 13,52 |  | MW | 1 | [5 empty] | Candidate HPP
Generators | System | Barisakho hesi | VO&M Charge | 2,5 |  | $/MWh | 1 | [5 empty] | Candidate HPP
Generators | System | Barisakho hesi | FO&M Charge | 9 |  | $/kW/yr | 1 | [5 empty] | Candidate HPP
Generators | System | Barisakho hesi | Rating Factor | 100 | dry.csv | % | 1 |  |  |  | Dry |  | Candidate HPP
Generators | System | Barisakho hesi | Rating Factor | 100 | flood.csv | % | 1 |  |  |  | Flood |  | Candidate HPP
Generators | System | Barisakho hesi | Rating Factor | 100 | moderate.csv | % | 1 |  |  |  | Moderate |  | Candidate HPP
Generators | System | Barisakho hesi | Build Cost | 898 |  | $/kW | 1 | [5 empty] | Candidate HPP
Generators | System | Barisakho hesi | Project Start Date | 31.12.2026 |  | - | 1 | 2026-12-31 |  |  | TYNDP dates |  | Candidate HPP
Generators | System | Barisakho hesi | WACC | 10 |  | % | 1 | [5 empty] | Candidate HPP
Generators | System | Barisakho hesi | Economic Life | 40 |  | yr | 1 | [5 empty] | Candidate HPP
Generators | System | Barisakho hesi | Max Units Built | 1 |  | - | 1 | 2026-12-31 |  |  |  |  | Candidate HPP
Generators | System | Bjuja 2 | Expansion Optimality | Integer |  | - | 1 | [5 empty] | Candidate HPP
Generators | System | Bjuja 2 | Units | 0 |  | - | 1 | [5 empty] | Candidate HPP
Generators | System | Bjuja 2 | Max Capacity | 1,8 |  | MW | 1 | [5 empty] | Candidate HPP
Generators | System | Bjuja 2 | VO&M Charge | 1,5 |  | $/MWh | 1 | [5 empty] | Candidate HPP
Generators | System | Bjuja 2 | FO&M Charge | 12,6 |  | $/kW/yr | 1 | [5 empty] | Candidate HPP
Generators | System | Bjuja 2 | Rating Factor | 100 | dry.csv | % | 1 |  |  |  | Dry |  | Candidate HPP
Generators | System | Bjuja 2 | Rating Factor | 100 | flood.csv | % | 1 |  |  |  | Flood |  | Candidate HPP
Generators | System | Bjuja 2 | Rating Factor | 100 | moderate.csv | % | 1 |  |  |  | Moderate |  | Candidate HPP
Generators | System | Bjuja 2 | Build Cost | 1416 |  | $/kW | 1 | [5 empty] | Candidate HPP
Generators | System | Bjuja 2 | Project Start Date | 01.06.2026 |  | - | 1 | 2026-06-01 |  |  | TYNDP dates |  | Candidate HPP
Generators | System | Bjuja 2 | WACC | 10 |  | % | 1 | [5 empty] | Candidate HPP
Generators | System | Bjuja 2 | Economic Life | 40 |  | yr | 1 | [5 empty] | Candidate HPP
Generators | System | Bjuja 2 | Max Units Built | 1 |  | - | 1 | 2026-06-01 |  |  |  |  | Candidate HPP
Generators | System | Boko | Expansion Optimality | Integer |  | - | 1 | [5 empty] | Candidate HPP
Generators | System | Boko | Units | 0 |  | - | 1 | [5 empty] | Candidate HPP
Generators | System | Boko | Max Capacity | 0,5 |  | MW | 1 | [5 empty] | Candidate HPP
Generators | System | Boko | VO&M Charge | 1,5 |  | $/MWh | 1 | [5 empty] | Candidate HPP
Generators | System | Boko | FO&M Charge | 10 |  | $/kW/yr | 1 | [5 empty] | Candidate HPP
Generators | System | Boko | Rating Factor | 100 | dry.csv | % | 1 |  |  |  | Dry |  | Candidate HPP
Generators | System | Boko | Rating Factor | 100 | flood.csv | % | 1 |  |  |  | Flood |  | Candidate HPP
Generators | System | Boko | Rating Factor | 100 | moderate.csv | % | 1 |  |  |  | Moderate |  | Candidate HPP
Generators | System | Boko | Build Cost | 697 |  | $/kW | 1 | [5 empty] | Candidate HPP
Generators | System | Boko | Project Start Date | 01.10.2024 |  | - | 1 | 2024-10-01 |  |  | TYNDP dates |  | Candidate HPP
Generators | System | Boko | WACC | 10,45 |  | % | 1 | [5 empty] | Candidate HPP
Generators | System | Boko | Economic Life | 40 |  | yr | 1 | [5 empty] | Candidate HPP
Generators | System | Boko | Max Units Built | 1 |  | - | 1 | 2024-10-01 |  |  |  |  | Candidate HPP
Generators | System | Borjomi | Expansion Optimality | Integer |  | - | 1 | [5 empty] | Candidate HPP
Generators | System | Borjomi | Units | 0 |  | - | 1 | [5 empty] | Candidate HPP
Generators | System | Borjomi | Max Capacity | 2 |  | MW | 1 | [5 empty] | Candidate HPP
Generators | System | Borjomi | VO&M Charge | 1,5 |  | $/MWh | 1 | [5 empty] | Candidate HPP
Generators | System | Borjomi | FO&M Charge | 17,19 |  | $/kW/yr | 1 | [5 empty] | Candidate HPP
Generators | System | Borjomi | Rating Factor | 100 | dry.csv | % | 1 |  |  |  | Dry |  | Candidate HPP
Generators | System | Borjomi | Rating Factor | 100 | flood.csv | % | 1 |  |  |  | Flood |  | Candidate HPP
Generators | System | Borjomi | Rating Factor | 100 | moderate.csv | % | 1 |  |  |  | Moderate |  | Candidate HPP
Generators | System | Borjomi | Build Cost | 1139 |  | $/kW | 1 | [5 empty] | Candidate HPP
Generators | System | Borjomi | Project Start Date | 31.12.2024 |  | - | 1 | 2024-12-31 |  |  | TYNDP dates |  | Candidate HPP
Generators | System | Borjomi | WACC | 10,22 |  | % | 1 | [5 empty] | Candidate HPP
Generators | System | Borjomi | Economic Life | 40 |  | yr | 1 | [5 empty] | Candidate HPP
Generators | System | Borjomi | Max Units Built | 1 |  | - | 1 | 2024-12-31 |  |  |  |  | Candidate HPP
Generators | System | Bujahesi 1 | Expansion Optimality | Integer |  | - | 1 | [5 empty] | Candidate HPP
Generators | System | Bujahesi 1 | Units | 0 |  | - | 1 | [5 empty] | Candidate HPP
Generators | System | Bujahesi 1 | Max Capacity | 1,72 |  | MW | 1 | [5 empty] | Candidate HPP
Generators | System | Bujahesi 1 | VO&M Charge | 1,5 |  | $/MWh | 1 | [5 empty] | Candidate HPP
Generators | System | Bujahesi 1 | FO&M Charge | 12,83 |  | $/kW/yr | 1 | [5 empty] | Candidate HPP
Generators | System | Bujahesi 1 | Rating Factor | 100 | dry.csv | % | 1 |  |  |  | Dry |  | Candidate HPP
Generators | System | Bujahesi 1 | Rating Factor | 100 | flood.csv | % | 1 |  |  |  | Flood |  | Candidate HPP
Generators | System | Bujahesi 1 | Rating Factor | 100 | moderate.csv | % | 1 |  |  |  | Moderate |  | Candidate HPP
Generators | System | Bujahesi 1 | Max Capacity Factor Month | 61 |  | % | 1 |  |  | M05-08 |  |  | Candidate HPP
Generators | System | Bujahesi 1 | Max Capacity Factor Month | 39 |  | % | 1 |  |  | M9-04 |  |  | Candidate HPP
Generators | System | Bujahesi 1 | Build Cost | 1336 |  | $/kW | 1 | [5 empty] | Candidate HPP
Generators | System | Bujahesi 1 | Project Start Date | 01.12.2024 |  | - | 1 | 2024-12-01 |  |  | TYNDP dates |  | Candidate HPP
Generators | System | Bujahesi 1 | WACC | 10,45 |  | % | 1 | [5 empty] | Candidate HPP
Generators | System | Bujahesi 1 | Economic Life | 40 |  | yr | 1 | [5 empty] | Candidate HPP
Generators | System | Bujahesi 1 | Max Units Built | 1 |  | - | 1 | 2024-12-01 |  |  |  |  | Candidate HPP
Generators | System | Bujahesi 2 | Expansion Optimality | Integer |  | - | 1 | [5 empty] | Candidate HPP
Generators | System | Bujahesi 2 | Units | 0 |  | - | 1 | [5 empty] | Candidate HPP
Generators | System | Bujahesi 2 | Max Capacity | 1,05 |  | MW | 1 | [5 empty] | Candidate HPP
Generators | System | Bujahesi 2 | VO&M Charge | 1,5 |  | $/MWh | 1 | [5 empty] | Candidate HPP
Generators | System | Bujahesi 2 | FO&M Charge | 14,32 |  | $/kW/yr | 1 | [5 empty] | Candidate HPP
Generators | System | Bujahesi 2 | Rating Factor | 100 | dry.csv | % | 1 |  |  |  | Dry |  | Candidate HPP
Generators | System | Bujahesi 2 | Rating Factor | 100 | flood.csv | % | 1 |  |  |  | Flood |  | Candidate HPP
Generators | System | Bujahesi 2 | Rating Factor | 100 | moderate.csv | % | 1 |  |  |  | Moderate |  | Candidate HPP
Generators | System | Bujahesi 2 | Build Cost | 1336 |  | $/kW | 1 | [5 empty] | Candidate HPP
Generators | System | Bujahesi 2 | Project Start Date | 01.12.2024 |  | - | 1 | 2024-12-01 |  |  | TYNDP dates |  | Candidate HPP
Generators | System | Bujahesi 2 | WACC | 10,45 |  | % | 1 | [5 empty] | Candidate HPP
Generators | System | Bujahesi 2 | Economic Life | 40 |  | yr | 1 | [5 empty] | Candidate HPP
Generators | System | Bujahesi 2 | Max Units Built | 1 |  | - | 1 | 2024-12-01 |  |  |  |  | Candidate HPP
Generators | System | Bujahesi 3 | Expansion Optimality | Integer |  | - | 1 | [5 empty] | Candidate HPP
Generators | System | Bujahesi 3 | Units | 0 |  | - | 1 | [5 empty] | Candidate HPP
Generators | System | Bujahesi 3 | Max Capacity | 1,99 |  | MW | 1 | [5 empty] | Candidate HPP
Generators | System | Bujahesi 3 | VO&M Charge | 1,5 |  | $/MWh | 1 | [5 empty] | Candidate HPP
Generators | System | Bujahesi 3 | FO&M Charge | 15,12 |  | $/kW/yr | 1 | [5 empty] | Candidate HPP
Generators | System | Bujahesi 3 | Rating Factor | 100 | dry.csv | % | 1 |  |  |  | Dry |  | Candidate HPP
Generators | System | Bujahesi 3 | Rating Factor | 100 | flood.csv | % | 1 |  |  |  | Flood |  | Candidate HPP
Generators | System | Bujahesi 3 | Rating Factor | 100 | moderate.csv | % | 1 |  |  |  | Moderate |  | Candidate HPP
Generators | System | Bujahesi 3 | Build Cost | 1336 |  | $/kW | 1 | [5 empty] | Candidate HPP
Generators | System | Bujahesi 3 | Project Start Date | 01.12.2024 |  | - | 1 | 2024-12-01 |  |  | TYNDP dates |  | Candidate HPP
Generators | System | Bujahesi 3 | WACC | 10,45 |  | % | 1 | [5 empty] | Candidate HPP
Generators | System | Bujahesi 3 | Economic Life | 40 |  | yr | 1 | [5 empty] | Candidate HPP
Generators | System | Bujahesi 3 | Max Units Built | 1 |  | - | 1 | 2024-12-01 |  |  |  |  | Candidate HPP
Generators | System | Chartali | Expansion Optimality | Integer |  | - | 1 | [5 empty] | Candidate HPP
Generators | System | Chartali | Units | 0 |  | - | 1 | [5 empty] | Candidate HPP
Generators | System | Chartali | Max Capacity | 2,5 |  | MW | 1 | [5 empty] | Candidate HPP
Generators | System | Chartali | VO&M Charge | 1,5 |  | $/MWh | 1 | [5 empty] | Candidate HPP
Generators | System | Chartali | FO&M Charge | 22,67 |  | $/kW/yr | 1 | [5 empty] | Candidate HPP
Generators | System | Chartali | Rating Factor | 100 | dry.csv | % | 1 |  |  |  | Dry |  | Candidate HPP
Generators | System | Chartali | Rating Factor | 100 | flood.csv | % | 1 |  |  |  | Flood |  | Candidate HPP
Generators | System | Chartali | Rating Factor | 100 | moderate.csv | % | 1 |  |  |  | Moderate |  | Candidate HPP
Generators | System | Chartali | Build Cost | 1753 |  | $/kW | 1 | [5 empty] | Candidate HPP
Generators | System | Chartali | Project Start Date | 31.12.2026 |  | - | 1 | 2026-12-31 |  |  | TYNDP dates |  | Candidate HPP
Generators | System | Chartali | WACC | 10,45 |  | % | 1 | [5 empty] | Candidate HPP
Generators | System | Chartali | Economic Life | 40 |  | yr | 1 | [5 empty] | Candidate HPP
Generators | System | Chartali | Max Units Built | 1 |  | - | 1 | 2026-12-31 |  |  |  |  | Candidate HPP
Generators | System | Chiora hesi | Expansion Optimality | Integer |  | - | 1 | [5 empty] | Candidate HPP
Generators | System | Chiora hesi | Units | 1 |  | - | 1 | [5 empty] | Candidate HPP
Generators | System | Chiora hesi | Max Capacity | 14,15 |  | MW | 1 | [5 empty] | Candidate HPP
Generators | System | Chiora hesi | VO&M Charge | 1,5 |  | $/MWh | 1 | [5 empty] | Candidate HPP
Generators | System | Chiora hesi | FO&M Charge | 9,92 |  | $/kW/yr | 1 | [5 empty] | Candidate HPP
Generators | System | Chiora hesi | Rating Factor | 100 | dry.csv | % | 1 |  |  |  | Dry |  | Candidate HPP
Generators | System | Chiora hesi | Rating Factor | 100 | flood.csv | % | 1 |  |  |  | Flood |  | Candidate HPP
Generators | System | Chiora hesi | Rating Factor | 100 | moderate.csv | % | 1 |  |  |  | Moderate |  | Candidate HPP
Generators | System | Chiora hesi | Build Cost | 989 |  | $/kW | 1 | [5 empty] | Candidate HPP
Generators | System | Chiora hesi | Project Start Date | 06.05.2022 |  | - | 1 | 2022-05-06 |  |  | TYNDP dates |  | Candidate HPP
Generators | System | Chiora hesi | WACC | 10,45 |  | % | 1 | [5 empty] | Candidate HPP
Generators | System | Chiora hesi | Economic Life | 40 |  | yr | 1 | [5 empty] | Candidate HPP
Generators | System | Chiora hesi | Max Units Built | 1 |  | - | 1 | 2022-05-06 |  |  |  |  | Candidate HPP
Generators | System | Chirukhi hesi | Expansion Optimality | Integer |  | - | 1 | [5 empty] | Candidate HPP
Generators | System | Chirukhi hesi | Units | 0 |  | - | 1 | [5 empty] | Candidate HPP
Generators | System | Chirukhi hesi | Max Capacity | 5,31 |  | MW | 1 | [5 empty] | Candidate HPP
Generators | System | Chirukhi hesi | VO&M Charge | 1,5 |  | $/MWh | 1 | [5 empty] | Candidate HPP
Generators | System | Chirukhi hesi | FO&M Charge | 9,89 |  | $/kW/yr | 1 | [5 empty] | Candidate HPP
Generators | System | Chirukhi hesi | Rating Factor | 100 | dry.csv | % | 1 |  |  |  | Dry |  | Candidate HPP
Generators | System | Chirukhi hesi | Rating Factor | 100 | flood.csv | % | 1 |  |  |  | Flood |  | Candidate HPP
Generators | System | Chirukhi hesi | Rating Factor | 100 | moderate.csv | % | 1 |  |  |  | Moderate |  | Candidate HPP
Generators | System | Chirukhi hesi | Build Cost | 1281 |  | $/kW | 1 | [5 empty] | Candidate HPP
Generators | System | Chirukhi hesi | Project Start Date | 30.06.2027 |  | - | 1 | 2027-06-30 |  |  | TYNDP dates |  | Candidate HPP
Generators | System | Chirukhi hesi | WACC | 10,12 |  | % | 1 | [5 empty] | Candidate HPP
Generators | System | Chirukhi hesi | Economic Life | 25 |  | yr | 1 | [5 empty] | Candidate HPP
Generators | System | Chirukhi hesi | Max Units Built | 1 |  | - | 1 | 2027-06-30 |  |  |  |  | Candidate HPP
Generators | System | Chordula | Expansion Optimality | Integer |  | - | 1 | [5 empty] | Candidate HPP
Generators | System | Chordula | Units | 1 |  | - | 1 | [5 empty] | Candidate HPP
Generators | System | Chordula | Max Capacity | 2 |  | MW | 1 | [5 empty] | Candidate HPP
Generators | System | Chordula | VO&M Charge | 1,5 |  | $/MWh | 1 | [5 empty] | Candidate HPP
Generators | System | Chordula | FO&M Charge | 18,19 |  | $/kW/yr | 1 | [5 empty] | Candidate HPP
Generators | System | Chordula | Rating Factor | 100 | dry.csv | % | 1 |  |  |  | Dry |  | Candidate HPP
Generators | System | Chordula | Rating Factor | 100 | flood.csv | % | 1 |  |  |  | Flood |  | Candidate HPP
Generators | System | Chordula | Rating Factor | 100 | moderate.csv | % | 1 |  |  |  | Moderate |  | Candidate HPP
Generators | System | Chordula | Build Cost | 1773,75 |  | $/kW | 1 | [5 empty] | Candidate HPP
Generators | System | Chordula | Project Start Date | 10.10.2022 |  | - | 1 | 2022-10-10 |  |  | TYNDP dates |  | Candidate HPP
Generators | System | Chordula | WACC | 10,22 |  | % | 1 | [5 empty] | Candidate HPP
Generators | System | Chordula | Economic Life | 24 |  | yr | 1 | [5 empty] | Candidate HPP
Generators | System | Chordula | Max Units Built | 1 |  | - | 1 | 2022-10-10 |  |  |  |  | Candidate HPP
Generators | System | Darchi hesi | Expansion Optimality | Integer |  | - | 1 | [5 empty] | Candidate HPP
Generators | System | Darchi hesi | Units | 0 |  | - | 1 | 2024-06-01 |  |  |  |  | Candidate HPP
Generators | System | Darchi hesi | Max Capacity | 16,9 |  | MW | 1 | 2024-06-01 |  |  |  |  | Candidate HPP
Generators | System | Darchi hesi | VO&M Charge | 1,5 |  | $/MWh | 1 | 2024-06-01 |  |  |  |  | Candidate HPP
Generators | System | Darchi hesi | FO&M Charge | 12,1 |  | $/kW/yr | 1 | [5 empty] | Candidate HPP
Generators | System | Darchi hesi | Rating Factor | 100 | dry.csv | % | 1 | 2024-06-01 |  |  | Dry |  | Candidate HPP
Generators | System | Darchi hesi | Rating Factor | 100 | flood.csv | % | 1 | 2024-06-01 |  |  | Flood |  | Candidate HPP
Generators | System | Darchi hesi | Rating Factor | 100 | moderate.csv | % | 1 | 2024-06-01 |  |  | Moderate |  | Candidate HPP
Generators | System | Darchi hesi | Build Cost | 1172 |  | $/kW | 1 | [5 empty] | Candidate HPP
Generators | System | Darchi hesi | Project Start Date | 01.06.2024 |  | - | 1 | 2024-06-01 |  |  | TYNDP dates |  | Candidate HPP
Generators | System | Darchi hesi | WACC | 10 |  | % | 1 | [5 empty] | Candidate HPP
Generators | System | Darchi hesi | Economic Life | 40 |  | yr | 1 | [5 empty] | Candidate HPP
Generators | System | Darchi hesi | Max Units Built | 1 |  | - | 1 | 2024-06-01 |  |  |  |  | Candidate HPP
Generators | System | Deka | Expansion Optimality | Integer |  | - | 1 | [5 empty] | Candidate HPP
Generators | System | Deka | Units | 0 |  | - | 1 | [5 empty] | Candidate HPP
Generators | System | Deka | Max Capacity | 1,2 |  | MW | 1 | [5 empty] | Candidate HPP
Generators | System | Deka | VO&M Charge | 1,5 |  | $/MWh | 1 | [5 empty] | Candidate HPP
Generators | System | Deka | FO&M Charge | 17,19 |  | $/kW/yr | 1 | [5 empty] | Candidate HPP
Generators | System | Deka | Rating Factor | 100 | dry.csv | % | 1 |  |  |  | Dry |  | Candidate HPP
Generators | System | Deka | Rating Factor | 100 | flood.csv | % | 1 |  |  |  | Flood |  | Candidate HPP
Generators | System | Deka | Rating Factor | 100 | moderate.csv | % | 1 |  |  |  | Moderate |  | Candidate HPP
Generators | System | Deka | Build Cost | 1492 |  | $/kW | 1 | [5 empty] | Candidate HPP
Generators | System | Deka | Project Start Date | 01.12.2025 |  | - | 1 | 2025-12-01 |  |  | TYNDP dates |  | Candidate HPP
Generators | System | Deka | WACC | 10,45 |  | % | 1 | [5 empty] | Candidate HPP
Generators | System | Deka | Economic Life | 40 |  | yr | 1 | [5 empty] | Candidate HPP
Generators | System | Deka | Max Units Built | 1 |  | - | 1 | 2025-12-01 |  |  |  |  | Candidate HPP
Generators | System | Dghvani hesi | Expansion Optimality | Integer |  | - | 1 | [5 empty] | Candidate HPP
Generators | System | Dghvani hesi | Units | 0 |  | - | 1 | [5 empty] | Candidate HPP
Generators | System | Dghvani hesi | Max Capacity | 5,68 |  | MW | 1 | [5 empty] | Candidate HPP
Generators | System | Dghvani hesi | VO&M Charge | 1,5 |  | $/MWh | 1 | [5 empty] | Candidate HPP
Generators | System | Dghvani hesi | FO&M Charge | 8 |  | $/kW/yr | 1 | [5 empty] | Candidate HPP
Generators | System | Dghvani hesi | Rating Factor | 100 | dry.csv | % | 1 |  |  |  | Dry |  | Candidate HPP
Generators | System | Dghvani hesi | Rating Factor | 100 | flood.csv | % | 1 |  |  |  | Flood |  | Candidate HPP
Generators | System | Dghvani hesi | Rating Factor | 100 | moderate.csv | % | 1 |  |  |  | Moderate |  | Candidate HPP
Generators | System | Dghvani hesi | Build Cost | 1301 |  | $/kW | 1 | [5 empty] | Candidate HPP
Generators | System | Dghvani hesi | Project Start Date | 30.06.2027 |  | - | 1 | 2027-06-30 |  |  | TYNDP dates |  | Candidate HPP
Generators | System | Dghvani hesi | WACC | 10,22 |  | % | 1 | [5 empty] | Candidate HPP
Generators | System | Dghvani hesi | Economic Life | 20 |  | yr | 1 | [5 empty] | Candidate HPP
Generators | System | Dghvani hesi | Max Units Built | 1 |  | - | 1 | 2027-06-30 |  |  |  |  | Candidate HPP
Generators | System | Digomi hesi | Expansion Optimality | Integer |  | - | 1 | [5 empty] | Candidate HPP
Generators | System | Digomi hesi | Units | 0 |  | - | 1 | [5 empty] | Candidate HPP
Generators | System | Digomi hesi | Max Capacity | 11,26 |  | MW | 1 | [5 empty] | Candidate HPP
Generators | System | Digomi hesi | VO&M Charge | 1,5 |  | $/MWh | 1 | [5 empty] | Candidate HPP
Generators | System | Digomi hesi | FO&M Charge | 14,34 |  | $/kW/yr | 1 | [5 empty] | Candidate HPP
Generators | System | Digomi hesi | Rating Factor | 100 | dry.csv | % | 1 |  |  |  | Dry |  | Candidate HPP
Generators | System | Digomi hesi | Rating Factor | 100 | flood.csv | % | 1 |  |  |  | Flood |  | Candidate HPP
Generators | System | Digomi hesi | Rating Factor | 100 | moderate.csv | % | 1 |  |  |  | Moderate |  | Candidate HPP
Generators | System | Digomi hesi | Build Cost | 1858 |  | $/kW | 1 | [5 empty] | Candidate HPP
Generators | System | Digomi hesi | Project Start Date | 30.06.2024 |  | - | 1 | 2024-06-30 |  |  | TYNDP dates |  | Candidate HPP
Generators | System | Digomi hesi | WACC | 10 |  | % | 1 | [5 empty] | Candidate HPP
Generators | System | Digomi hesi | Economic Life | 40 |  | yr | 1 | [5 empty] | Candidate HPP
Generators | System | Digomi hesi | Max Units Built | 1 |  | - | 1 | 2024-06-30 |  |  |  |  | Candidate HPP
Generators | System | Dizi | Expansion Optimality | Integer |  | - | 1 | [5 empty] | Candidate HPP
Generators | System | Dizi | Units | 0 |  | - | 1 | 1935-01-01 |  |  |  |  | Candidate HPP
Generators | System | Dizi | Max Capacity | 250 |  | MW | 1 | 1935-01-01 |  |  |  |  | Candidate HPP
Generators | System | Dizi | VO&M Charge | 2,5 |  | $/MWh | 1 | 1935-01-01 |  |  |  |  | Candidate HPP
Generators | System | Dizi | FO&M Charge | 16 |  | $/kW/yr | 1 | [5 empty] | Candidate HPP
Generators | System | Dizi | Rating Factor | 100 | dry.csv | % | 1 | 1935-01-01 |  |  | Dry |  | Candidate HPP
Generators | System | Dizi | Rating Factor | 100 | flood.csv | % | 1 | 1935-01-01 |  |  | Flood |  | Candidate HPP
Generators | System | Dizi | Rating Factor | 100 | moderate.csv | % | 1 | 1935-01-01 |  |  | Moderate |  | Candidate HPP
Generators | System | Dizi | Build Cost | 1374 |  | $/kW | 1 | [5 empty] | Candidate HPP
Generators | System | Dizi | Project Start Date | 01.01.1935 |  | - | 1 | 1935-01-01 |  |  | TYNDP dates |  | Candidate HPP
Generators | System | Dizi | WACC | 8 |  | % | 1 | [5 empty] | Candidate HPP
Generators | System | Dizi | Economic Life | 40 |  | yr | 1 | [5 empty] | Candidate HPP
Generators | System | Dizi | Max Units Built | 0 |  | - | 1 | 1935-01-01 |  |  |  |  | Candidate HPP
Generators | System | Dmanisi hesi | Expansion Optimality | Integer |  | - | 1 | [5 empty] | Candidate HPP
Generators | System | Dmanisi hesi | Units | 0 |  | - | 1 | [5 empty] | Candidate HPP
Generators | System | Dmanisi hesi | Max Capacity | 1,94 |  | MW | 1 | [5 empty] | Candidate HPP
Generators | System | Dmanisi hesi | VO&M Charge | 1,5 |  | $/MWh | 1 | [5 empty] | Candidate HPP
Generators | System | Dmanisi hesi | FO&M Charge | 18,19 |  | $/kW/yr | 1 | [5 empty] | Candidate HPP
Generators | System | Dmanisi hesi | Rating Factor | 100 | dry.csv | % | 1 |  |  |  | Dry |  | Candidate HPP
Generators | System | Dmanisi hesi | Rating Factor | 100 | flood.csv | % | 1 |  |  |  | Flood |  | Candidate HPP
Generators | System | Dmanisi hesi | Rating Factor | 100 | moderate.csv | % | 1 |  |  |  | Moderate |  | Candidate HPP
Generators | System | Dmanisi hesi | Build Cost | 964 |  | $/kW | 1 | [5 empty] | Candidate HPP
Generators | System | Dmanisi hesi | Project Start Date | 01.12.2025 |  | - | 1 | 2025-12-01 |  |  | TYNDP dates |  | Candidate HPP
Generators | System | Dmanisi hesi | WACC | 15 |  | % | 1 | [5 empty] | Candidate HPP
Generators | System | Dmanisi hesi | Economic Life | 40 |  | yr | 1 | [5 empty] | Candidate HPP
Generators | System | Dmanisi hesi | Max Units Built | 1 |  | - | 1 | 2025-12-01 |  |  |  |  | Candidate HPP
Generators | System | Dzegvi hesi | Expansion Optimality | Integer |  | - | 1 | [5 empty] | Candidate HPP
Generators | System | Dzegvi hesi | Units | 0 |  | - | 1 | [5 empty] | Candidate HPP
Generators | System | Dzegvi hesi | Max Capacity | 15,7 |  | MW | 1 | [5 empty] | Candidate HPP
Generators | System | Dzegvi hesi | VO&M Charge | 1,5 |  | $/MWh | 1 | [5 empty] | Candidate HPP
Generators | System | Dzegvi hesi | FO&M Charge | 17,32 |  | $/kW/yr | 1 | [5 empty] | Candidate HPP
Generators | System | Dzegvi hesi | Rating Factor | 100 | dry.csv | % | 1 |  |  |  | Dry |  | Candidate HPP
Generators | System | Dzegvi hesi | Rating Factor | 100 | flood.csv | % | 1 |  |  |  | Flood |  | Candidate HPP
Generators | System | Dzegvi hesi | Rating Factor | 100 | moderate.csv | % | 1 |  |  |  | Moderate |  | Candidate HPP
Generators | System | Dzegvi hesi | Build Cost | 1701 |  | $/kW | 1 | [5 empty] | Candidate HPP
Generators | System | Dzegvi hesi | Project Start Date | 31.12.2025 |  | - | 1 | 2025-12-31 |  |  | TYNDP dates |  | Candidate HPP
Generators | System | Dzegvi hesi | WACC | 11 |  | % | 1 | [5 empty] | Candidate HPP
Generators | System | Dzegvi hesi | Economic Life | 40 |  | yr | 1 | [5 empty] | Candidate HPP
Generators | System | Dzegvi hesi | Max Units Built | 1 |  | - | 1 | 2025-12-31 |  |  |  |  | Candidate HPP
Generators | System | Fona | Expansion Optimality | Integer |  | - | 1 | [5 empty] | Candidate HPP
Generators | System | Fona | Units | 0 |  | - | 1 | [5 empty] | Candidate HPP
Generators | System | Fona | Max Capacity | 10,62 |  | MW | 1 | [5 empty] | Candidate HPP
Generators | System | Fona | VO&M Charge | 1,5 |  | $/MWh | 1 | [5 empty] | Candidate HPP
Generators | System | Fona | FO&M Charge | 10,36 |  | $/kW/yr | 1 | [5 empty] | Candidate HPP
Generators | System | Fona | Rating Factor | 100 | dry.csv | % | 1 |  |  |  | Dry |  | Candidate HPP
Generators | System | Fona | Rating Factor | 100 | flood.csv | % | 1 |  |  |  | Flood |  | Candidate HPP
Generators | System | Fona | Rating Factor | 100 | moderate.csv | % | 1 |  |  |  | Moderate |  | Candidate HPP
Generators | System | Fona | Build Cost | 1083 |  | $/kW | 1 | [5 empty] | Candidate HPP
Generators | System | Fona | WACC | 10,45 |  | % | 1 | [5 empty] | Candidate HPP
Generators | System | Fona | Economic Life | 40 |  | yr | 1 | [5 empty] | Candidate HPP
Generators | System | Fona | Max Units Built | 1 |  | - | 1 | 2026-12-31 |  |  |  |  | Candidate HPP
Generators | System | Gebi hesi | Expansion Optimality | Integer |  | - | 1 | [5 empty] | Candidate HPP
Generators | System | Gebi hesi | Units | 0 |  | - | 1 | [5 empty] | Candidate HPP
Generators | System | Gebi hesi | Max Capacity | 14,34 |  | MW | 1 | [5 empty] | Candidate HPP
Generators | System | Gebi hesi | VO&M Charge | 1,5 |  | $/MWh | 1 | [5 empty] | Candidate HPP
Generators | System | Gebi hesi | FO&M Charge | 9,76 |  | $/kW/yr | 1 | [5 empty] | Candidate HPP
Generators | System | Gebi hesi | Rating Factor | 100 | dry.csv | % | 1 |  |  |  | Dry |  | Candidate HPP
Generators | System | Gebi hesi | Rating Factor | 100 | flood.csv | % | 1 |  |  |  | Flood |  | Candidate HPP
Generators | System | Gebi hesi | Rating Factor | 100 | moderate.csv | % | 1 |  |  |  | Moderate |  | Candidate HPP
Generators | System | Gebi hesi | Build Cost | 1333 |  | $/kW | 1 | [5 empty] | Candidate HPP
Generators | System | Gebi hesi | Project Start Date | 31.12.2024 |  | - | 1 | 2024-12-31 |  |  | TYNDP dates |  | Candidate HPP
Generators | System | Gebi hesi | WACC | 10,45 |  | % | 1 | [5 empty] | Candidate HPP
Generators | System | Gebi hesi | Economic Life | 40 |  | yr | 1 | [5 empty] | Candidate HPP
Generators | System | Gebi hesi | Max Units Built | 1 |  | - | 1 | 2024-12-31 |  |  |  |  | Candidate HPP
Generators | System | Gere hesi | Expansion Optimality | Integer |  | - | 1 | [5 empty] | Candidate HPP
Generators | System | Gere hesi | Units | 0 |  | - | 1 | [5 empty] | Candidate HPP
Generators | System | Gere hesi | Max Capacity | 9,41 |  | MW | 1 | [5 empty] | Candidate HPP
Generators | System | Gere hesi | VO&M Charge | 1,5 |  | $/MWh | 1 | [5 empty] | Candidate HPP
Generators | System | Gere hesi | FO&M Charge | 13,43 |  | $/kW/yr | 1 | [5 empty] | Candidate HPP
Generators | System | Gere hesi | Rating Factor | 100 | dry.csv | % | 1 |  |  |  | Dry |  | Candidate HPP
Generators | System | Gere hesi | Rating Factor | 100 | flood.csv | % | 1 |  |  |  | Flood |  | Candidate HPP
Generators | System | Gere hesi | Rating Factor | 100 | moderate.csv | % | 1 |  |  |  | Moderate |  | Candidate HPP
Generators | System | Gere hesi | Build Cost | 1372 |  | $/kW | 1 | [5 empty] | Candidate HPP
Generators | System | Gere hesi | Project Start Date | 31.12.2024 |  | - | 1 | 2024-12-31 |  |  | TYNDP dates |  | Candidate HPP
Generators | System | Gere hesi | WACC | 10,45 |  | % | 1 | [5 empty] | Candidate HPP
Generators | System | Gere hesi | Economic Life | 40 |  | yr | 1 | [5 empty] | Candidate HPP
Generators | System | Gere hesi | Max Units Built | 1 |  | - | 1 | 2024-12-31 |  |  |  |  | Candidate HPP
Generators | System | Goginauri hesi | Expansion Optimality | Integer |  | - | 1 | [5 empty] | Candidate HPP
Generators | System | Goginauri hesi | Units | 0 |  | - | 1 | [5 empty] | Candidate HPP
Generators | System | Goginauri hesi | Max Capacity | 4,72 |  | MW | 1 | [5 empty] | Candidate HPP
Generators | System | Goginauri hesi | VO&M Charge | 1,5 |  | $/MWh | 1 | [5 empty] | Candidate HPP
Generators | System | Goginauri hesi | FO&M Charge | 16,02 |  | $/kW/yr | 1 | [5 empty] | Candidate HPP
Generators | System | Goginauri hesi | Rating Factor | 100 | dry.csv | % | 1 |  |  |  | Dry |  | Candidate HPP
Generators | System | Goginauri hesi | Rating Factor | 100 | flood.csv | % | 1 |  |  |  | Flood |  | Candidate HPP
Generators | System | Goginauri hesi | Rating Factor | 100 | moderate.csv | % | 1 |  |  |  | Moderate |  | Candidate HPP
Generators | System | Goginauri hesi | Build Cost | 1148 |  | $/kW | 1 | [5 empty] | Candidate HPP
Generators | System | Goginauri hesi | Project Start Date | 10.06.2023 |  | - | 1 | 2023-06-10 |  |  | TYNDP dates |  | Candidate HPP
Generators | System | Goginauri hesi | WACC | 10,45 |  | % | 1 | [5 empty] | Candidate HPP
Generators | System | Goginauri hesi | Economic Life | 40 |  | yr | 1 | [5 empty] | Candidate HPP
Generators | System | Goginauri hesi | Max Units Built | 1 |  | - | 1 | 2023-06-10 |  |  |  |  | Candidate HPP
Generators | System | Gubazeuli 6 | Expansion Optimality | Integer |  | - | 1 | [5 empty] | Candidate HPP
Generators | System | Gubazeuli 6 | Units | 0 |  | - | 1 | [5 empty] | Candidate HPP
Generators | System | Gubazeuli 6 | Max Capacity | 3 |  | MW | 1 | [5 empty] | Candidate HPP
Generators | System | Gubazeuli 6 | VO&M Charge | 1,5 |  | $/MWh | 1 | [5 empty] | Candidate HPP
Generators | System | Gubazeuli 6 | FO&M Charge | 16 |  | $/kW/yr | 1 | [5 empty] | Candidate HPP
Generators | System | Gubazeuli 6 | Rating Factor | 100 | dry.csv | % | 1 |  |  |  | Dry |  | Candidate HPP
Generators | System | Gubazeuli 6 | Rating Factor | 100 | flood.csv | % | 1 |  |  |  | Flood |  | Candidate HPP
Generators | System | Gubazeuli 6 | Rating Factor | 100 | moderate.csv | % | 1 |  |  |  | Moderate |  | Candidate HPP
Generators | System | Gubazeuli 6 | Max Capacity Factor Month | 53 |  | % | 1 |  |  | M05-08 |  |  | Candidate HPP
Generators | System | Gubazeuli 6 | Max Capacity Factor Month | 47 |  | % | 1 |  |  | M9-04 |  |  | Candidate HPP
Generators | System | Gubazeuli 6 | Build Cost | 1233 |  | $/kW | 1 | [5 empty] | Candidate HPP
Generators | System | Gubazeuli 6 | WACC | 10,45 |  | % | 1 | [5 empty] | Candidate HPP
Generators | System | Gubazeuli 6 | Economic Life | 40 |  | yr | 1 | [5 empty] | Candidate HPP
Generators | System | Gubazeuli 6 | Max Units Built | 1 |  | - | 1 | 2025-12-01 |  |  |  |  | Candidate HPP
Generators | System | Ilto alazani | Expansion Optimality | Integer |  | - | 1 | [5 empty] | Candidate HPP
Generators | System | Ilto alazani | Units | 0 |  | - | 1 | [5 empty] | Candidate HPP
Generators | System | Ilto alazani | Max Capacity | 139,5 |  | MW | 1 | [5 empty] | Candidate HPP
Generators | System | Ilto alazani | VO&M Charge | 2,5 |  | $/MWh | 1 | [5 empty] | Candidate HPP
Generators | System | Ilto alazani | FO&M Charge | 15 |  | $/kW/yr | 1 | [5 empty] | Candidate HPP
Generators | System | Ilto alazani | Rating Factor | 100 | dry.csv | % | 1 |  |  |  | Dry |  | Candidate HPP
Generators | System | Ilto alazani | Rating Factor | 100 | flood.csv | % | 1 |  |  |  | Flood |  | Candidate HPP
Generators | System | Ilto alazani | Rating Factor | 100 | moderate.csv | % | 1 |  |  |  | Moderate |  | Candidate HPP
Generators | System | Ilto alazani | Build Cost | 1857 |  | $/kW | 1 | [5 empty] | Candidate HPP
Generators | System | Ilto alazani | Project Start Date | 31.12.2027 |  | - | 1 | 2027-12-31 |  |  | TYNDP dates |  | Candidate HPP
Generators | System | Ilto alazani | WACC | 10 |  | % | 1 | [5 empty] | Candidate HPP
Generators | System | Ilto alazani | Economic Life | 30 |  | yr | 1 | [5 empty] | Candidate HPP
Generators | System | Ilto alazani | Max Units Built | 1 |  | - | 1 | 2027-12-31 |  |  |  |  | Candidate HPP
Generators | System | Jagon-Nashumi | Expansion Optimality | Integer |  | - | 1 | [5 empty] | Candidate HPP
Generators | System | Jagon-Nashumi | Units | 1 |  | - | 1 | 2022-11-20 |  |  |  |  | Candidate HPP
Generators | System | Jagon-Nashumi | Max Capacity | 1,8 |  | MW | 1 | [5 empty] | Candidate HPP
Generators | System | Jagon-Nashumi | VO&M Charge | 1,5 |  | $/MWh | 1 | [5 empty] | Candidate HPP
Generators | System | Jagon-Nashumi | FO&M Charge | 12,09 |  | $/kW/yr | 1 | [5 empty] | Candidate HPP
Generators | System | Jagon-Nashumi | Rating Factor | 100 | dry.csv | % | 1 |  |  |  | Dry |  | Candidate HPP
Generators | System | Jagon-Nashumi | Rating Factor | 100 | flood.csv | % | 1 |  |  |  | Flood |  | Candidate HPP
Generators | System | Jagon-Nashumi | Rating Factor | 100 | moderate.csv | % | 1 |  |  |  | Moderate |  | Candidate HPP
Generators | System | Jagon-Nashumi | Build Cost | 1333 |  | $/kW | 1 | [5 empty] | Candidate HPP
Generators | System | Jagon-Nashumi | WACC | 10,59 |  | % | 1 | [5 empty] | Candidate HPP
Generators | System | Jagon-Nashumi | Economic Life | 40 |  | yr | 1 | [5 empty] | Candidate HPP
Generators | System | Jagon-Nashumi | Max Units Built | 1 |  | - | 1 | 2022-11-20 |  |  |  |  | Candidate HPP
Generators | System | Jonouli 2 | Expansion Optimality | Integer |  | - | 1 | [5 empty] | Candidate HPP
Generators | System | Jonouli 2 | Units | 0 |  | - | 1 | [5 empty] | Candidate HPP
Generators | System | Jonouli 2 | Max Capacity | 32 |  | MW | 1 | [5 empty] | Candidate HPP
Generators | System | Jonouli 2 | VO&M Charge | 1,5 |  | $/MWh | 1 | [5 empty] | Candidate HPP
Generators | System | Jonouli 2 | FO&M Charge | 16 |  | $/kW/yr | 1 | [5 empty] | Candidate HPP
Generators | System | Jonouli 2 | Rating Factor | 100 | dry.csv | % | 1 |  |  |  | Dry |  | Candidate HPP
Generators | System | Jonouli 2 | Rating Factor | 100 | flood.csv | % | 1 |  |  |  | Flood |  | Candidate HPP
Generators | System | Jonouli 2 | Rating Factor | 100 | moderate.csv | % | 1 |  |  |  | Moderate |  | Candidate HPP
Generators | System | Jonouli 2 | Max Capacity Factor Year | 46 |  | % | 1 | [5 empty] | Candidate HPP
Generators | System | Jonouli 2 | Build Cost | 1373 |  | $/kW | 1 | [5 empty] | Candidate HPP
Generators | System | Jonouli 2 | WACC | 9 |  | % | 1 | [5 empty] | Candidate HPP
Generators | System | Jonouli 2 | Economic Life | 40 |  | yr | 1 | [5 empty] | Candidate HPP
Generators | System | Jonouli 2 | Max Units Built | 1 |  | - | 1 | 2026-12-31 |  |  |  |  | Candidate HPP
Generators | System | Kamara hesi | Expansion Optimality | Integer |  | - | 1 | [5 empty] | Candidate HPP
Generators | System | Kamara hesi | Units | 0 |  | - | 1 | [5 empty] | Candidate HPP
Generators | System | Kamara hesi | Max Capacity | 23 |  | MW | 1 | [5 empty] | Candidate HPP
Generators | System | Kamara hesi | VO&M Charge | 1,5 |  | $/MWh | 1 | [5 empty] | Candidate HPP
Generators | System | Kamara hesi | FO&M Charge | 16,42 |  | $/kW/yr | 1 | [5 empty] | Candidate HPP
Generators | System | Kamara hesi | Rating Factor | 100 | dry.csv | % | 1 |  |  |  | Dry |  | Candidate HPP
Generators | System | Kamara hesi | Rating Factor | 100 | flood.csv | % | 1 |  |  |  | Flood |  | Candidate HPP
Generators | System | Kamara hesi | Rating Factor | 100 | moderate.csv | % | 1 |  |  |  | Moderate |  | Candidate HPP
Generators | System | Kamara hesi | Build Cost | 2800 |  | $/kW | 1 | [5 empty] | Candidate HPP
Generators | System | Kamara hesi | Project Start Date | 31.12.2027 |  | - | 1 | 2027-12-31 |  |  | TYNDP dates |  | Candidate HPP
Generators | System | Kamara hesi | WACC | 10,45 |  | % | 1 | [5 empty] | Candidate HPP
Generators | System | Kamara hesi | Economic Life | 40 |  | yr | 1 | [5 empty] | Candidate HPP
Generators | System | Kamara hesi | Max Units Built | 1 |  | - | 1 | 2027-12-31 |  |  |  |  | Candidate HPP
Generators | System | Kasleti 1 | Units | 0 |  | - | 1 | [5 empty] | Candidate HPP
Generators | System | Kasleti 1 | Max Capacity | 7,6 |  | MW | 1 | [5 empty] | Candidate HPP
Generators | System | Kasleti 1 | VO&M Charge | 1,5 |  | $/MWh | 1 | [5 empty] | Candidate HPP
Generators | System | Kasleti 1 | FO&M Charge | 10,89 |  | $/kW/yr | 1 | [5 empty] | Candidate HPP
Generators | System | Kasleti 1 | Rating Factor | 100 | dry.csv | % | 1 |  |  |  | Dry |  | Candidate HPP
Generators | System | Kasleti 1 | Rating Factor | 100 | flood.csv | % | 1 |  |  |  | Flood |  | Candidate HPP
Generators | System | Kasleti 1 | Rating Factor | 100 | moderate.csv | % | 1 |  |  |  | Moderate |  | Candidate HPP
Generators | System | Kasleti 1 | Build Cost | 1119 |  | $/kW | 1 | [5 empty] | Candidate HPP
Generators | System | Kasleti 1 | WACC | 11 |  | % | 1 | [5 empty] | Candidate HPP
Generators | System | Kasleti 1 | Economic Life | 40 |  | yr | 1 | [5 empty] | Candidate HPP
Generators | System | Kasleti 1 | Max Units Built | 1 |  | - | 1 | 2024-12-31 |  |  |  |  | Candidate HPP
Generators | System | Khada 1 | Expansion Optimality | Integer |  | - | 1 | [5 empty] | Candidate HPP
Generators | System | Khada 1 | Units | 0 |  | - | 1 | [5 empty] | Candidate HPP
Generators | System | Khada 1 | Max Capacity | 2,6 |  | MW | 1 | [5 empty] | Candidate HPP
Generators | System | Khada 1 | VO&M Charge | 1,5 |  | $/MWh | 1 | [5 empty] | Candidate HPP
Generators | System | Khada 1 | FO&M Charge | 12,09 |  | $/kW/yr | 1 | [5 empty] | Candidate HPP
Generators | System | Khada 1 | Rating Factor | 100 | dry.csv | % | 1 |  |  |  | Dry |  | Candidate HPP
Generators | System | Khada 1 | Rating Factor | 100 | flood.csv | % | 1 |  |  |  | Flood |  | Candidate HPP
Generators | System | Khada 1 | Rating Factor | 100 | moderate.csv | % | 1 |  |  |  | Moderate |  | Candidate HPP
Generators | System | Khada 1 | Build Cost | 2062 |  | $/kW | 1 | [5 empty] | Candidate HPP
Generators | System | Khada 1 | Project Start Date | 01.12.2025 |  | - | 1 | 2025-12-01 |  |  | TYNDP dates |  | Candidate HPP
Generators | System | Khada 1 | WACC | 10,22 |  | % | 1 | [5 empty] | Candidate HPP
Generators | System | Khada 1 | Economic Life | 40 |  | yr | 1 | [5 empty] | Candidate HPP
Generators | System | Khada 1 | Max Units Built | 1 |  | - | 1 | 2025-12-01 |  |  |  |  | Candidate HPP
Generators | System | Khada 2 | Expansion Optimality | Integer |  | - | 1 | [5 empty] | Candidate HPP
Generators | System | Khada 2 | Units | 0 |  | - | 1 | [5 empty] | Candidate HPP
Generators | System | Khada 2 | Max Capacity | 1,1 |  | MW | 1 | [5 empty] | Candidate HPP
Generators | System | Khada 2 | VO&M Charge | 1,5 |  | $/MWh | 1 | [5 empty] | Candidate HPP
Generators | System | Khada 2 | FO&M Charge | 17,19 |  | $/kW/yr | 1 | [5 empty] | Candidate HPP
Generators | System | Khada 2 | Rating Factor | 100 | dry.csv | % | 1 |  |  |  | Dry |  | Candidate HPP
Generators | System | Khada 2 | Rating Factor | 100 | flood.csv | % | 1 |  |  |  | Flood |  | Candidate HPP
Generators | System | Khada 2 | Rating Factor | 100 | moderate.csv | % | 1 |  |  |  | Moderate |  | Candidate HPP
Generators | System | Khada 2 | Build Cost | 2582 |  | $/kW | 1 | [5 empty] | Candidate HPP
Generators | System | Khada 2 | Project Start Date | 01.12.2025 |  | - | 1 | 2025-12-01 |  |  | TYNDP dates |  | Candidate HPP
Generators | System | Khada 2 | WACC | 9 |  | % | 1 | [5 empty] | Candidate HPP
Generators | System | Khada 2 | Economic Life | 40 |  | yr | 1 | [5 empty] | Candidate HPP
Generators | System | Khada 2 | Max Units Built | 1 |  | - | 1 | 2025-12-01 |  |  |  |  | Candidate HPP
Generators | System | Khadori 3 hesi | Expansion Optimality | Integer |  | - | 1 | [5 empty] | Candidate HPP
Generators | System | Khadori 3 hesi | Units | 0 |  | - | 1 | [5 empty] | Candidate HPP
Generators | System | Khadori 3 hesi | Max Capacity | 5,4 |  | MW | 1 | [5 empty] | Candidate HPP
Generators | System | Khadori 3 hesi | VO&M Charge | 1,5 |  | $/MWh | 1 | [5 empty] | Candidate HPP
Generators | System | Khadori 3 hesi | FO&M Charge | 11,03 |  | $/kW/yr | 1 | [5 empty] | Candidate HPP
Generators | System | Khadori 3 hesi | Rating Factor | 100 | dry.csv | % | 1 |  |  |  | Dry |  | Candidate HPP
Generators | System | Khadori 3 hesi | Rating Factor | 100 | flood.csv | % | 1 |  |  |  | Flood |  | Candidate HPP
Generators | System | Khadori 3 hesi | Rating Factor | 100 | moderate.csv | % | 1 |  |  |  | Moderate |  | Candidate HPP
Generators | System | Khadori 3 hesi | Max Capacity Factor Year | 58,1 |  | % | 1 | [5 empty] | Candidate HPP
Generators | System | Khadori 3 hesi | Build Cost | 1148 |  | $/kW | 1 | [5 empty] | Candidate HPP
Generators | System | Khadori 3 hesi | WACC | 11,4 |  | % | 1 | [5 empty] | Candidate HPP
Generators | System | Khadori 3 hesi | Economic Life | 50 |  | yr | 1 | [5 empty] | Candidate HPP
Generators | System | Khadori 3 hesi | Max Units Built | 1 |  | - | 1 | 2025-12-01 |  |  |  |  | Candidate HPP
Generators | System | Khaishura 1 | Expansion Optimality | Integer |  | - | 1 | [5 empty] | Candidate HPP
Generators | System | Khaishura 1 | Units | 0 |  | - | 1 | [5 empty] | Candidate HPP
Generators | System | Khaishura 1 | Max Capacity | 22,4 |  | MW | 1 | [5 empty] | Candidate HPP
Generators | System | Khaishura 1 | VO&M Charge | 1,5 |  | $/MWh | 1 | [5 empty] | Candidate HPP
Generators | System | Khaishura 1 | FO&M Charge | 8 |  | $/kW/yr | 1 | [5 empty] | Candidate HPP
Generators | System | Khaishura 1 | Rating Factor | 100 | dry.csv | % | 1 |  |  |  | Dry |  | Candidate HPP
Generators | System | Khaishura 1 | Rating Factor | 100 | flood.csv | % | 1 |  |  |  | Flood |  | Candidate HPP
Generators | System | Khaishura 1 | Rating Factor | 100 | moderate.csv | % | 1 |  |  |  | Moderate |  | Candidate HPP
Generators | System | Khaishura 1 | Build Cost | 796 |  | $/kW | 1 | [5 empty] | Candidate HPP
Generators | System | Khaishura 1 | Project Start Date | 31.12.2026 |  | - | 1 | 2026-12-31 |  |  | TYNDP dates |  | Candidate HPP
Generators | System | Khaishura 1 | WACC | 11 |  | % | 1 | [5 empty] | Candidate HPP
Generators | System | Khaishura 1 | Economic Life | 40 |  | yr | 1 | [5 empty] | Candidate HPP
Generators | System | Khaishura 1 | Max Units Built | 1 |  | - | 1 | 2026-12-31 |  |  |  |  | Candidate HPP
Generators | System | Khaishura 2 | Expansion Optimality | Integer |  | - | 1 | [5 empty] | Candidate HPP
Generators | System | Khaishura 2 | Units | 0 |  | - | 1 | [5 empty] | Candidate HPP
Generators | System | Khaishura 2 | Max Capacity | 16,6 |  | MW | 1 | [5 empty] | Candidate HPP
Generators | System | Khaishura 2 | VO&M Charge | 1,5 |  | $/MWh | 1 | [5 empty] | Candidate HPP
Generators | System | Khaishura 2 | FO&M Charge | 12,1 |  | $/kW/yr | 1 | [5 empty] | Candidate HPP
Generators | System | Khaishura 2 | Rating Factor | 100 | dry.csv | % | 1 |  |  |  | Dry |  | Candidate HPP
Generators | System | Khaishura 2 | Rating Factor | 100 | flood.csv | % | 1 |  |  |  | Flood |  | Candidate HPP
Generators | System | Khaishura 2 | Rating Factor | 100 | moderate.csv | % | 1 |  |  |  | Moderate |  | Candidate HPP
Generators | System | Khaishura 2 | Build Cost | 1172 |  | $/kW | 1 | [5 empty] | Candidate HPP
Generators | System | Khaishura 2 | Project Start Date | 31.12.2026 |  | - | 1 | 2026-12-31 |  |  | TYNDP dates |  | Candidate HPP
Generators | System | Khaishura 2 | WACC | 10 |  | % | 1 | [5 empty] | Candidate HPP
Generators | System | Khaishura 2 | Economic Life | 40 |  | yr | 1 | [5 empty] | Candidate HPP
Generators | System | Khaishura 2 | Max Units Built | 1 |  | - | 1 | 2026-12-31 |  |  |  |  | Candidate HPP
Generators | System | Khani heis | Expansion Optimality | Integer |  | - | 1 | [5 empty] | Candidate HPP
Generators | System | Khani heis | Units | 0 |  | - | 1 | [5 empty] | Candidate HPP
Generators | System | Khani heis | Max Capacity | 6 |  | MW | 1 | [5 empty] | Candidate HPP
Generators | System | Khani heis | VO&M Charge | 1,5 |  | $/MWh | 1 | [5 empty] | Candidate HPP
Generators | System | Khani heis | FO&M Charge | 19 |  | $/kW/yr | 1 | [5 empty] | Candidate HPP
Generators | System | Khani heis | Rating Factor | 100 | dry.csv | % | 1 |  |  |  | Dry |  | Candidate HPP
Generators | System | Khani heis | Rating Factor | 100 | flood.csv | % | 1 |  |  |  | Flood |  | Candidate HPP
Generators | System | Khani heis | Rating Factor | 100 | moderate.csv | % | 1 |  |  |  | Moderate |  | Candidate HPP
Generators | System | Khani heis | Build Cost | 1744 |  | $/kW | 1 | [5 empty] | Candidate HPP
Generators | System | Khani heis | Project Start Date | 30.06.2026 |  | - | 1 | 2026-06-30 |  |  | TYNDP dates |  | Candidate HPP
Generators | System | Khani heis | WACC | 15 |  | % | 1 | [5 empty] | Candidate HPP
Generators | System | Khani heis | Economic Life | 21 |  | yr | 1 | [5 empty] | Candidate HPP
Generators | System | Khani heis | Max Units Built | 1 |  | - | 1 | 2026-06-30 |  |  |  |  | Candidate HPP
Generators | System | Kheledula 3 | Expansion Optimality | Integer |  | - | 1 | [5 empty] | Candidate HPP
Generators | System | Kheledula 3 | Units | 0 |  | - | 1 | [5 empty] | Candidate HPP
Generators | System | Kheledula 3 | Max Capacity | 50,77 |  | MW | 1 | [5 empty] | Candidate HPP
Generators | System | Kheledula 3 | VO&M Charge | 1,5 |  | $/MWh | 1 | [5 empty] | Candidate HPP
Generators | System | Kheledula 3 | FO&M Charge | 19 |  | $/kW/yr | 1 | [5 empty] | Candidate HPP
Generators | System | Kheledula 3 | Rating Factor | 100 | dry.csv | % | 1 |  |  |  | Dry |  | Candidate HPP
Generators | System | Kheledula 3 | Rating Factor | 100 | flood.csv | % | 1 |  |  |  | Flood |  | Candidate HPP
Generators | System | Kheledula 3 | Rating Factor | 100 | moderate.csv | % | 1 |  |  |  | Moderate |  | Candidate HPP
Generators | System | Kheledula 3 | Build Cost | 1913 |  | $/kW | 1 | [5 empty] | Candidate HPP
Generators | System | Kheledula 3 | WACC | 8,5 |  | % | 1 | [5 empty] | Candidate HPP
Generators | System | Kheledula 3 | Economic Life | 40 |  | yr | 1 | [5 empty] | Candidate HPP
Generators | System | Kheledula 3 | Max Units Built | 1 |  | - | 1 | 2035-12-15 |  |  |  |  | Candidate HPP
Generators | System | Khevi | Expansion Optimality | Integer |  | - | 1 | [5 empty] | Candidate HPP
Generators | System | Khevi | Units | 0 |  | - | 1 | [5 empty] | Candidate HPP
Generators | System | Khevi | Max Capacity | 3,08 |  | MW | 1 | [5 empty] | Candidate HPP
Generators | System | Khevi | VO&M Charge | 1,5 |  | $/MWh | 1 | [5 empty] | Candidate HPP
Generators | System | Khevi | FO&M Charge | 16,1 |  | $/kW/yr | 1 | [5 empty] | Candidate HPP
Generators | System | Khevi | Rating Factor | 100 | dry.csv | % | 1 |  |  |  | Dry |  | Candidate HPP
Generators | System | Khevi | Rating Factor | 100 | flood.csv | % | 1 |  |  |  | Flood |  | Candidate HPP
Generators | System | Khevi | Rating Factor | 100 | moderate.csv | % | 1 |  |  |  | Moderate |  | Candidate HPP
Generators | System | Khevi | Build Cost | 1568 |  | $/kW | 1 | [5 empty] | Candidate HPP
Generators | System | Khevi | Project Start Date | 01.12.2025 |  | - | 1 | 2025-12-01 |  |  | TYNDP dates |  | Candidate HPP
Generators | System | Khevi | WACC | 10,22 |  | % | 1 | [5 empty] | Candidate HPP
Generators | System | Khevi | Economic Life | 40 |  | yr | 1 | [5 empty] | Candidate HPP
Generators | System | Khevi | Max Units Built | 1 |  | - | 1 | 2025-12-01 |  |  |  |  | Candidate HPP
Generators | System | Khobi 2 | Expansion Optimality | Integer |  | - | 1 | [5 empty] | Candidate HPP
Generators | System | Khobi 2 | Units | 0 |  | - | 1 | [5 empty] | Candidate HPP
Generators | System | Khobi 2 | Max Capacity | 46,7 |  | MW | 1 | [5 empty] | Candidate HPP
Generators | System | Khobi 2 | VO&M Charge | 1,5 |  | $/MWh | 1 | [5 empty] | Candidate HPP
Generators | System | Khobi 2 | FO&M Charge | 14,04 |  | $/kW/yr | 1 | [5 empty] | Candidate HPP
Generators | System | Khobi 2 | Rating Factor | 100 | dry.csv | % | 1 |  |  |  | Dry |  | Candidate HPP
Generators | System | Khobi 2 | Rating Factor | 100 | flood.csv | % | 1 |  |  |  | Flood |  | Candidate HPP
Generators | System | Khobi 2 | Rating Factor | 100 | moderate.csv | % | 1 |  |  |  | Moderate |  | Candidate HPP
Generators | System | Khobi 2 | Build Cost | 1351 |  | $/kW | 1 | [5 empty] | Candidate HPP
Generators | System | Khobi 2 | Project Start Date | 10.08.2023 |  | - | 1 | 2023-08-10 |  |  | TYNDP dates |  | Candidate HPP
Generators | System | Khobi 2 | WACC | 9 |  | % | 1 | [5 empty] | Candidate HPP
Generators | System | Khobi 2 | Economic Life | 40 |  | yr | 1 | [5 empty] | Candidate HPP
Generators | System | Khobi 2 | Max Units Built | 1 |  | - | 1 | 2023-08-10 |  |  |  |  | Candidate HPP
Generators | System | Khobi hesi 1 | Expansion Optimality | Integer |  | - | 1 | [5 empty] | Candidate HPP
Generators | System | Khobi hesi 1 | Units | 0 |  | - | 1 | 2027-12-01 |  |  |  |  | Candidate HPP
Generators | System | Khobi hesi 1 | Max Capacity | 45,5 |  | MW | 1 | [5 empty] | Candidate HPP
Generators | System | Khobi hesi 1 | VO&M Charge | 1,5 |  | $/MWh | 1 | [5 empty] | Candidate HPP
Generators | System | Khobi hesi 1 | FO&M Charge | 16,04 |  | $/kW/yr | 1 | [5 empty] | Candidate HPP
Generators | System | Khobi hesi 1 | Rating Factor | 100 | dry.csv | % | 1 |  |  |  | Dry |  | Candidate HPP
Generators | System | Khobi hesi 1 | Rating Factor | 100 | flood.csv | % | 1 |  |  |  | Flood |  | Candidate HPP
Generators | System | Khobi hesi 1 | Rating Factor | 100 | moderate.csv | % | 1 |  |  |  | Moderate |  | Candidate HPP
Generators | System | Khobi hesi 1 | Build Cost | 1583 |  | $/kW | 1 | [5 empty] | Candidate HPP
Generators | System | Khobi hesi 1 | Project Start Date | 01.12.2027 |  | - | 1 | 2027-12-01 |  |  | TYNDP dates |  | Candidate HPP
Generators | System | Khobi hesi 1 | WACC | 8,5 |  | % | 1 | [5 empty] | Candidate HPP
Generators | System | Khobi hesi 1 | Economic Life | 40 |  | yr | 1 | [5 empty] | Candidate HPP
Generators | System | Khobi hesi 1 | Max Units Built | 1 |  | - | 1 | 2027-12-01 |  |  |  |  | Candidate HPP
Generators | System | Khopuri hesi | Expansion Optimality | Integer |  | - | 1 | [5 empty] | Candidate HPP
Generators | System | Khopuri hesi | Units | 0 |  | - | 1 | [5 empty] | Candidate HPP
Generators | System | Khopuri hesi | Max Capacity | 5,2 |  | MW | 1 | [5 empty] | Candidate HPP
Generators | System | Khopuri hesi | VO&M Charge | 1,5 |  | $/MWh | 1 | [5 empty] | Candidate HPP
Generators | System | Khopuri hesi | FO&M Charge | 14 |  | $/kW/yr | 1 | [5 empty] | Candidate HPP
Generators | System | Khopuri hesi | Rating Factor | 100 | dry.csv | % | 1 |  |  |  | Dry |  | Candidate HPP
Generators | System | Khopuri hesi | Rating Factor | 100 | flood.csv | % | 1 |  |  |  | Flood |  | Candidate HPP
Generators | System | Khopuri hesi | Rating Factor | 100 | moderate.csv | % | 1 |  |  |  | Moderate |  | Candidate HPP
Generators | System | Khopuri hesi | Build Cost | 1330 |  | $/kW | 1 | [5 empty] | Candidate HPP
Generators | System | Khopuri hesi | Project Start Date | 30.06.2026 |  | - | 1 | 2026-06-30 |  |  | TYNDP dates |  | Candidate HPP
Generators | System | Khopuri hesi | WACC | 7 |  | % | 1 | [5 empty] | Candidate HPP
Generators | System | Khopuri hesi | Economic Life | 25 |  | yr | 1 | [5 empty] | Candidate HPP
Generators | System | Khopuri hesi | Max Units Built | 1 |  | - | 1 | 2026-06-30 |  |  |  |  | Candidate HPP
Generators | System | Khrami 7 | Expansion Optimality | Integer |  | - | 1 | [5 empty] | Candidate HPP
Generators | System | Khrami 7 | Units | 0 |  | - | 1 | [5 empty] | Candidate HPP
Generators | System | Khrami 7 | Max Capacity | 11 |  | MW | 1 | [5 empty] | Candidate HPP
Generators | System | Khrami 7 | VO&M Charge | 1,5 |  | $/MWh | 1 | [5 empty] | Candidate HPP
Generators | System | Khrami 7 | FO&M Charge | 25,96 |  | $/kW/yr | 1 | [5 empty] | Candidate HPP
Generators | System | Khrami 7 | Rating Factor | 100 | dry.csv | % | 1 |  |  |  | Dry |  | Candidate HPP
Generators | System | Khrami 7 | Rating Factor | 100 | flood.csv | % | 1 |  |  |  | Flood |  | Candidate HPP
Generators | System | Khrami 7 | Rating Factor | 100 | moderate.csv | % | 1 |  |  |  | Moderate |  | Candidate HPP
Generators | System | Khrami 7 | Build Cost | 2564 |  | $/kW | 1 | [5 empty] | Candidate HPP
Generators | System | Khrami 7 | Project Start Date | 01.06.2027 |  | - | 1 | 2027-06-01 |  |  | TYNDP dates |  | Candidate HPP
Generators | System | Khrami 7 | WACC | 10 |  | % | 1 | [5 empty] | Candidate HPP
Generators | System | Khrami 7 | Economic Life | 40 |  | yr | 1 | [5 empty] | Candidate HPP
Generators | System | Khrami 7 | Max Units Built | 1 |  | - | 1 | 2027-06-01 |  |  |  |  | Candidate HPP
Generators | System | Khudoni | Expansion Optimality | Integer |  | - | 1 | [5 empty] | Candidate HPP
Generators | System | Khudoni | Units | 0 |  | - | 1 | [5 empty] | Candidate HPP
Generators | System | Khudoni | Max Capacity | 702 |  | MW | 1 | [5 empty] | Candidate HPP
Generators | System | Khudoni | VO&M Charge | 2,5 |  | $/MWh | 1 | [5 empty] | Candidate HPP
Generators | System | Khudoni | FO&M Charge | 11 |  | $/kW/yr | 1 | [5 empty] | Candidate HPP
Generators | System | Khudoni | Max Ramp Up | 100 |  | MW/min | 1 | [5 empty] | Candidate HPP
Generators | System | Khudoni | Max Ramp Down | 100 |  | MW/min | 1 | [5 empty] | Candidate HPP
Generators | System | Khudoni | Efficiency Incr | 1,38 |  | MW/MW | 1 | [5 empty] | Candidate HPP
Generators | System | Khudoni | Build Cost | 1093 |  | $/kW | 1 | [5 empty] | Candidate HPP
Generators | System | Khudoni | WACC | 10 |  | % | 1 | [5 empty] | Candidate HPP
Generators | System | Khudoni | Economic Life | 40 |  | yr | 1 | [5 empty] | Candidate HPP
Generators | System | Khudoni | Max Units Built | 1 |  | - | 1 | 2035-12-15 |  |  |  |  | Candidate HPP
Generators | System | Khvarguli hesi | Expansion Optimality | Integer |  | - | 1 | [5 empty] | Candidate HPP
Generators | System | Khvarguli hesi | Units | 0 |  | - | 1 | [5 empty] | Candidate HPP
Generators | System | Khvarguli hesi | Max Capacity | 5,3 |  | MW | 1 | [5 empty] | Candidate HPP
Generators | System | Khvarguli hesi | VO&M Charge | 1,5 |  | $/MWh | 1 | [5 empty] | Candidate HPP
Generators | System | Khvarguli hesi | FO&M Charge | 14 |  | $/kW/yr | 1 | [5 empty] | Candidate HPP
Generators | System | Khvarguli hesi | Rating Factor | 100 | dry.csv | % | 1 |  |  |  | Dry |  | Candidate HPP
Generators | System | Khvarguli hesi | Rating Factor | 100 | flood.csv | % | 1 |  |  |  | Flood |  | Candidate HPP
Generators | System | Khvarguli hesi | Rating Factor | 100 | moderate.csv | % | 1 |  |  |  | Moderate |  | Candidate HPP
Generators | System | Khvarguli hesi | Build Cost | 1365 |  | $/kW | 1 | [5 empty] | Candidate HPP
Generators | System | Khvarguli hesi | Project Start Date | 31.12.2025 |  | - | 1 | 2025-12-31 |  |  | TYNDP dates |  | Candidate HPP
Generators | System | Khvarguli hesi | WACC | 11 |  | % | 1 | [5 empty] | Candidate HPP
Generators | System | Khvarguli hesi | Economic Life | 40 |  | yr | 1 | [5 empty] | Candidate HPP
Generators | System | Khvarguli hesi | Max Units Built | 1 |  | - | 1 | 2025-12-31 |  |  |  |  | Candidate HPP
Generators | System | Kvanchianari | Expansion Optimality | Integer |  | - | 1 | [5 empty] | Candidate HPP
Generators | System | Kvanchianari | Units | 0 |  | - | 1 | 1935-03-31 |  |  |  |  | Candidate HPP
Generators | System | Kvanchianari | Max Capacity | 230 |  | MW | 1 | [5 empty] | Candidate HPP
Generators | System | Kvanchianari | VO&M Charge | 2,5 |  | $/MWh | 1 | [5 empty] | Candidate HPP
Generators | System | Kvanchianari | FO&M Charge | 16 |  | $/kW/yr | 1 | [5 empty] | Candidate HPP
Generators | System | Kvanchianari | Rating Factor | 100 | dry.csv | % | 1 |  |  |  | Dry |  | Candidate HPP
Generators | System | Kvanchianari | Rating Factor | 100 | flood.csv | % | 1 |  |  |  | Flood |  | Candidate HPP
Generators | System | Kvanchianari | Rating Factor | 100 | moderate.csv | % | 1 |  |  |  | Moderate |  | Candidate HPP
Generators | System | Kvanchianari | Build Cost | 1374 |  | $/kW | 1 | [5 empty] | Candidate HPP
Generators | System | Kvanchianari | Project Start Date | 31.03.1935 |  | - | 1 | 1935-03-31 |  |  | TYNDP dates |  | Candidate HPP
Generators | System | Kvanchianari | WACC | 8 |  | % | 1 | [5 empty] | Candidate HPP
Generators | System | Kvanchianari | Economic Life | 30 |  | yr | 1 | [5 empty] | Candidate HPP
Generators | System | Kvanchianari | Max Units Built | 0 |  | - | 1 | 1935-03-31 |  |  |  |  | Candidate HPP
Generators | System | Kvemo Orozman | Expansion Optimality | Integer |  | - | 1 | [5 empty] | Candidate HPP
Generators | System | Kvemo Orozman | Units | 0 |  | - | 1 | [5 empty] | Candidate HPP
Generators | System | Kvemo Orozman | Max Capacity | 0,63 |  | MW | 1 | [5 empty] | Candidate HPP
Generators | System | Kvemo Orozman | VO&M Charge | 1,5 |  | $/MWh | 1 | [5 empty] | Candidate HPP
Generators | System | Kvemo Orozman | FO&M Charge | 20,68 |  | $/kW/yr | 1 | [5 empty] | Candidate HPP
Generators | System | Kvemo Orozman | Rating Factor | 100 | dry.csv | % | 1 |  |  |  | Dry |  | Candidate HPP
Generators | System | Kvemo Orozman | Rating Factor | 100 | flood.csv | % | 1 |  |  |  | Flood |  | Candidate HPP
Generators | System | Kvemo Orozman | Rating Factor | 100 | moderate.csv | % | 1 |  |  |  | Moderate |  | Candidate HPP
Generators | System | Kvemo Orozman | Build Cost | 2159 |  | $/kW | 1 | [5 empty] | Candidate HPP
Generators | System | Kvemo Orozman | Project Start Date | 01.12.2025 |  | - | 1 | 2025-12-01 |  |  | TYNDP dates |  | Candidate HPP
Generators | System | Kvemo Orozman | WACC | 10 |  | % | 1 | [5 empty] | Candidate HPP
Generators | System | Kvemo Orozman | Economic Life | 40 |  | yr | 1 | [5 empty] | Candidate HPP
Generators | System | Kvemo Orozman | Max Units Built | 1 |  | - | 1 | 2025-12-01 |  |  |  |  | Candidate HPP
Generators | System | Kvesheti | Expansion Optimality | Integer |  | - | 1 | [5 empty] | Candidate HPP
Generators | System | Kvesheti | Units | 0 |  | - | 1 | 2026-12-31 |  |  |  |  | Candidate HPP
Generators | System | Kvesheti | Max Capacity | 10,37 |  | MW | 1 | 2026-12-31 |  |  |  |  | Candidate HPP
Generators | System | Kvesheti | VO&M Charge | 1,5 |  | $/MWh | 1 | [5 empty] | Candidate HPP
Generators | System | Kvesheti | FO&M Charge | 10,64 |  | $/kW/yr | 1 | [5 empty] | Candidate HPP
Generators | System | Kvesheti | Rating Factor | 100 | dry.csv | % | 1 |  |  |  | Dry |  | Candidate HPP
Generators | System | Kvesheti | Rating Factor | 100 | flood.csv | % | 1 |  |  |  | Flood |  | Candidate HPP
Generators | System | Kvesheti | Rating Factor | 100 | moderate.csv | % | 1 |  |  |  | Moderate |  | Candidate HPP
Generators | System | Kvesheti | Build Cost | 1061 |  | $/kW | 1 | [5 empty] | Candidate HPP
Generators | System | Kvesheti | Project Start Date | 31.12.2026 |  | - | 1 | 2026-12-31 |  |  | TYNDP dates |  | Candidate HPP
Generators | System | Kvesheti | WACC | 10,22 |  | % | 1 | [5 empty] | Candidate HPP
Generators | System | Kvesheti | Economic Life | 40 |  | yr | 1 | [5 empty] | Candidate HPP
Generators | System | Kvesheti | Max Units Built | 1 |  | - | 1 | 2026-12-31 |  |  |  |  | Candidate HPP
Generators | System | Lahlachala | Expansion Optimality | Integer |  | - | 1 | [5 empty] | Candidate HPP
Generators | System | Lahlachala | Units | 0 |  | - | 1 | 2025-12-01 |  |  |  |  | Candidate HPP
Generators | System | Lahlachala | Max Capacity | 12 |  | MW | 1 | 2025-12-01 |  |  |  |  | Candidate HPP
Generators | System | Lahlachala | VO&M Charge | 1,5 |  | $/MWh | 1 | 2025-12-01 |  |  |  |  | Candidate HPP
Generators | System | Lahlachala | FO&M Charge | 9,5 |  | $/kW/yr | 1 | [5 empty] | Candidate HPP
Generators | System | Lahlachala | Rating Factor | 100 | dry.csv | % | 1 | 2025-12-01 |  |  | Dry |  | Candidate HPP
Generators | System | Lahlachala | Rating Factor | 100 | flood.csv | % | 1 | 2025-12-01 |  |  | Flood |  | Candidate HPP
Generators | System | Lahlachala | Rating Factor | 100 | moderate.csv | % | 1 | 2025-12-01 |  |  | Moderate |  | Candidate HPP
Generators | System | Lahlachala | Build Cost | 992 |  | $/kW | 1 | [5 empty] | Candidate HPP
Generators | System | Lahlachala | Project Start Date | 01.12.2025 |  | - | 1 | 2025-12-01 |  |  | TYNDP dates |  | Candidate HPP
Generators | System | Lahlachala | WACC | 10 |  | % | 1 | [5 empty] | Candidate HPP
Generators | System | Lahlachala | Economic Life | 40 |  | yr | 1 | [5 empty] | Candidate HPP
Generators | System | Lahlachala | Max Units Built | 1 |  | - | 1 | 2025-12-01 |  |  |  |  | Candidate HPP
Generators | System | Lajanuri hesi 2 | Expansion Optimality | Integer |  | - | 1 | [5 empty] | Candidate HPP
Generators | System | Lajanuri hesi 2 | Units | 0 |  | - | 1 | 2025-12-01 |  |  |  |  | Candidate HPP
Generators | System | Lajanuri hesi 2 | Max Capacity | 5,4 |  | MW | 1 | 2025-12-01 |  |  |  |  | Candidate HPP
Generators | System | Lajanuri hesi 2 | VO&M Charge | 1,5 |  | $/MWh | 1 | 2025-12-01 |  |  |  |  | Candidate HPP
Generators | System | Lajanuri hesi 2 | FO&M Charge | 17 |  | $/kW/yr | 1 | [5 empty] | Candidate HPP
Generators | System | Lajanuri hesi 2 | Rating Factor | 100 | dry.csv | % | 1 | 2025-12-01 |  |  | Dry |  | Candidate HPP
Generators | System | Lajanuri hesi 2 | Rating Factor | 100 | flood.csv | % | 1 | 2025-12-01 |  |  | Flood |  | Candidate HPP
Generators | System | Lajanuri hesi 2 | Rating Factor | 100 | moderate.csv | % | 1 | 2025-12-01 |  |  | Moderate |  | Candidate HPP
Generators | System | Lajanuri hesi 2 | Build Cost | 1724 |  | $/kW | 1 | [5 empty] | Candidate HPP
Generators | System | Lajanuri hesi 2 | Project Start Date | 01.12.2025 |  | - | 1 | 2025-12-01 |  |  | TYNDP dates |  | Candidate HPP
Generators | System | Lajanuri hesi 2 | WACC | 10,45 |  | % | 1 | [5 empty] | Candidate HPP
Generators | System | Lajanuri hesi 2 | Economic Life | 40 |  | yr | 1 | [5 empty] | Candidate HPP
Generators | System | Lajanuri hesi 2 | Max Units Built | 1 |  | - | 1 | 2025-12-01 |  |  |  |  | Candidate HPP
Generators | System | Lajanuri hesi 3 | Expansion Optimality | Integer |  | - | 1 | [5 empty] | Candidate HPP
Generators | System | Lajanuri hesi 3 | Units | 0 |  | - | 1 | [5 empty] | Candidate HPP
Generators | System | Lajanuri hesi 3 | Max Capacity | 5,4 |  | MW | 1 | [5 empty] | Candidate HPP
Generators | System | Lajanuri hesi 3 | VO&M Charge | 1,5 |  | $/MWh | 1 | [5 empty] | Candidate HPP
Generators | System | Lajanuri hesi 3 | FO&M Charge | 18 |  | $/kW/yr | 1 | [5 empty] | Candidate HPP
Generators | System | Lajanuri hesi 3 | Rating Factor | 100 | dry.csv | % | 1 |  |  |  | Dry |  | Candidate HPP
Generators | System | Lajanuri hesi 3 | Rating Factor | 100 | flood.csv | % | 1 |  |  |  | Flood |  | Candidate HPP
Generators | System | Lajanuri hesi 3 | Rating Factor | 100 | moderate.csv | % | 1 |  |  |  | Moderate |  | Candidate HPP
Generators | System | Lajanuri hesi 3 | Build Cost | 1817 |  | $/kW | 1 | [5 empty] | Candidate HPP
Generators | System | Lajanuri hesi 3 | Project Start Date | 01.12.2025 |  | - | 1 | 2025-12-01 |  |  | TYNDP dates |  | Candidate HPP
Generators | System | Lajanuri hesi 3 | WACC | 10,45 |  | % | 1 | [5 empty] | Candidate HPP
Generators | System | Lajanuri hesi 3 | Economic Life | 40 |  | yr | 1 | [5 empty] | Candidate HPP
Generators | System | Lajanuri hesi 3 | Max Units Built | 1 |  | - | 1 | 2025-12-01 |  |  |  |  | Candidate HPP
Generators | System | Lesulukhe | Expansion Optimality | Integer |  | - | 1 | [5 empty] | Candidate HPP
Generators | System | Lesulukhe | Units | 0 |  | - | 1 | [5 empty] | Candidate HPP
Generators | System | Lesulukhe | Max Capacity | 5,71 |  | MW | 1 | [5 empty] | Candidate HPP
Generators | System | Lesulukhe | VO&M Charge | 1,5 |  | $/MWh | 1 | [5 empty] | Candidate HPP
Generators | System | Lesulukhe | FO&M Charge | 10,22 |  | $/kW/yr | 1 | [5 empty] | Candidate HPP
Generators | System | Lesulukhe | Rating Factor | 100 | dry.csv | % | 1 |  |  |  | Dry |  | Candidate HPP
Generators | System | Lesulukhe | Rating Factor | 100 | flood.csv | % | 1 |  |  |  | Flood |  | Candidate HPP
Generators | System | Lesulukhe | Rating Factor | 100 | moderate.csv | % | 1 |  |  |  | Moderate |  | Candidate HPP
Generators | System | Lesulukhe | Build Cost | 956 |  | $/kW | 1 | [5 empty] | Candidate HPP
Generators | System | Lesulukhe | Project Start Date | 30.06.2026 |  | - | 1 | 2026-06-30 |  |  | TYNDP dates |  | Candidate HPP
Generators | System | Lesulukhe | WACC | 10,45 |  | % | 1 | [5 empty] | Candidate HPP
Generators | System | Lesulukhe | Economic Life | 20 |  | yr | 1 | [5 empty] | Candidate HPP
Generators | System | Lesulukhe | Max Units Built | 1 |  | - | 1 | 2026-06-30 |  |  |  |  | Candidate HPP
Generators | System | Lopota 1 | Expansion Optimality | Integer |  | - | 1 | [5 empty] | Candidate HPP
Generators | System | Lopota 1 | Units | 0 |  | - | 1 | 2025-12-03 |  |  |  |  | Candidate HPP
Generators | System | Lopota 1 | Max Capacity | 5,9 |  | MW | 1 | 2025-12-03 |  |  |  |  | Candidate HPP
Generators | System | Lopota 1 | VO&M Charge | 1,5 |  | $/MWh | 1 | 2025-12-03 |  |  |  |  | Candidate HPP
Generators | System | Lopota 1 | FO&M Charge | 8 |  | $/kW/yr | 1 | [5 empty] | Candidate HPP
Generators | System | Lopota 1 | Rating Factor | 100 | dry.csv | % | 1 | 2025-12-03 |  |  | Dry |  | Candidate HPP
Generators | System | Lopota 1 | Rating Factor | 100 | flood.csv | % | 1 | 2025-12-03 |  |  | Flood |  | Candidate HPP
Generators | System | Lopota 1 | Rating Factor | 100 | moderate.csv | % | 1 | 2025-12-03 |  |  | Moderate |  | Candidate HPP
Generators | System | Lopota 1 | Build Cost | 1301 |  | $/kW | 1 | [5 empty] | Candidate HPP
Generators | System | Lopota 1 | Project Start Date | 03.12.2025 |  | - | 1 | 2025-12-03 |  |  | TYNDP dates |  | Candidate HPP
Generators | System | Lopota 1 | WACC | 10,22 |  | % | 1 | [5 empty] | Candidate HPP
Generators | System | Lopota 1 | Economic Life | 40 |  | yr | 1 | [5 empty] | Candidate HPP
Generators | System | Lopota 1 | Max Units Built | 1 |  | - | 1 | 2025-12-03 |  |  |  |  | Candidate HPP
Generators | System | Lukhra hesi | Expansion Optimality | Integer |  | - | 1 | [5 empty] | Candidate HPP
Generators | System | Lukhra hesi | Units | 0 |  | - | 1 | [5 empty] | Candidate HPP
Generators | System | Lukhra hesi | Max Capacity | 3,55 |  | MW | 1 | [5 empty] | Candidate HPP
Generators | System | Lukhra hesi | VO&M Charge | 1,5 |  | $/MWh | 1 | [5 empty] | Candidate HPP
Generators | System | Lukhra hesi | FO&M Charge | 13 |  | $/kW/yr | 1 | [5 empty] | Candidate HPP
Generators | System | Lukhra hesi | Rating Factor | 100 | dry.csv | % | 1 |  |  |  | Dry |  | Candidate HPP
Generators | System | Lukhra hesi | Rating Factor | 100 | flood.csv | % | 1 |  |  |  | Flood |  | Candidate HPP
Generators | System | Lukhra hesi | Rating Factor | 100 | moderate.csv | % | 1 |  |  |  | Moderate |  | Candidate HPP
Generators | System | Lukhra hesi | Build Cost | 1169 |  | $/kW | 1 | [5 empty] | Candidate HPP
Generators | System | Lukhra hesi | Project Start Date | 03.12.2025 |  | - | 1 | 2025-12-03 |  |  | TYNDP dates |  | Candidate HPP
Generators | System | Lukhra hesi | WACC | 11 |  | % | 1 | [5 empty] | Candidate HPP
Generators | System | Lukhra hesi | Economic Life | 40 |  | yr | 1 | [5 empty] | Candidate HPP
Generators | System | Lukhra hesi | Max Units Built | 1 |  | - | 1 | 2025-12-03 |  |  |  |  | Candidate HPP
Generators | System | Lukhuni 2 hesi | Expansion Optimality | Integer |  | - | 1 | [5 empty] | Candidate HPP
Generators | System | Lukhuni 2 hesi | Units | 1 |  | - | 1 | [5 empty] | Candidate HPP
Generators | System | Lukhuni 2 hesi | Max Capacity | 17 |  | MW | 1 | [5 empty] | Candidate HPP
Generators | System | Lukhuni 2 hesi | VO&M Charge | 1,5 |  | $/MWh | 1 | [5 empty] | Candidate HPP
Generators | System | Lukhuni 2 hesi | FO&M Charge | 12,1 |  | $/kW/yr | 1 | [5 empty] | Candidate HPP
Generators | System | Lukhuni 2 hesi | Rating Factor | 100 | dry.csv | % | 1 |  |  |  | Dry |  | Candidate HPP
Generators | System | Lukhuni 2 hesi | Rating Factor | 100 | flood.csv | % | 1 |  |  |  | Flood |  | Candidate HPP
Generators | System | Lukhuni 2 hesi | Rating Factor | 100 | moderate.csv | % | 1 |  |  |  | Moderate |  | Candidate HPP
Generators | System | Lukhuni 2 hesi | Build Cost | 1172 |  | $/kW | 1 | [5 empty] | Candidate HPP
Generators | System | Lukhuni 2 hesi | Project Start Date | 12.01.2023 |  | - | 1 | 2023-01-12 |  |  | TYNDP dates |  | Candidate HPP
Generators | System | Lukhuni 2 hesi | WACC | 10 |  | % | 1 | [5 empty] | Candidate HPP
Generators | System | Lukhuni 2 hesi | Economic Life | 40 |  | yr | 1 | [5 empty] | Candidate HPP
Generators | System | Lukhuni 2 hesi | Max Units Built | 1 |  | - | 1 | 2023-01-12 |  |  |  |  | Candidate HPP
Generators | System | Machakhela 1 | Expansion Optimality | Integer |  | - | 1 | [5 empty] | Candidate HPP
Generators | System | Machakhela 1 | Units | 0 |  | - | 1 | [5 empty] | Candidate HPP
Generators | System | Machakhela 1 | Max Capacity | 30 |  | MW | 1 | [5 empty] | Candidate HPP
Generators | System | Machakhela 1 | VO&M Charge | 1,5 |  | $/MWh | 1 | [5 empty] | Candidate HPP
Generators | System | Machakhela 1 | FO&M Charge | 15 |  | $/kW/yr | 1 | [5 empty] | Candidate HPP
Generators | System | Machakhela 1 | Rating Factor | 100 | dry.csv | % | 1 |  |  |  | Dry |  | Candidate HPP
Generators | System | Machakhela 1 | Rating Factor | 100 | flood.csv | % | 1 |  |  |  | Flood |  | Candidate HPP
Generators | System | Machakhela 1 | Rating Factor | 100 | moderate.csv | % | 1 |  |  |  | Moderate |  | Candidate HPP
Generators | System | Machakhela 1 | Build Cost | 1505 |  | $/kW | 1 | [5 empty] | Candidate HPP
Generators | System | Machakhela 1 | Project Start Date | 31.12.2028 |  | - | 1 | 2028-12-31 |  |  | TYNDP dates |  | Candidate HPP
Generators | System | Machakhela 1 | WACC | 8,5 |  | % | 1 | [5 empty] | Candidate HPP
Generators | System | Machakhela 1 | Economic Life | 40 |  | yr | 1 | [5 empty] | Candidate HPP
Generators | System | Machakhela 1 | Max Units Built | 1 |  | - | 1 | 2028-12-31 |  |  |  |  | Candidate HPP
Generators | System | Machakhela 2 | Expansion Optimality | Integer |  | - | 1 | [5 empty] | Candidate HPP
Generators | System | Machakhela 2 | Units | 0 |  | - | 1 | [5 empty] | Candidate HPP
Generators | System | Machakhela 2 | Max Capacity | 19 |  | MW | 1 | [5 empty] | Candidate HPP
Generators | System | Machakhela 2 | VO&M Charge | 1,5 |  | $/MWh | 1 | [5 empty] | Candidate HPP
Generators | System | Machakhela 2 | FO&M Charge | 19 |  | $/kW/yr | 1 | [5 empty] | Candidate HPP
Generators | System | Machakhela 2 | Rating Factor | 100 | dry.csv | % | 1 |  |  |  | Dry |  | Candidate HPP
Generators | System | Machakhela 2 | Rating Factor | 100 | flood.csv | % | 1 |  |  |  | Flood |  | Candidate HPP
Generators | System | Machakhela 2 | Rating Factor | 100 | moderate.csv | % | 1 |  |  |  | Moderate |  | Candidate HPP
Generators | System | Machakhela 2 | Build Cost | 1641 |  | $/kW | 1 | [5 empty] | Candidate HPP
Generators | System | Machakhela 2 | Project Start Date | 31.12.2028 |  | - | 1 | 2028-12-31 |  |  | TYNDP dates |  | Candidate HPP
Generators | System | Machakhela 2 | WACC | 18,46 |  | % | 1 | [5 empty] | Candidate HPP
Generators | System | Machakhela 2 | Economic Life | 12 |  | yr | 1 | [5 empty] | Candidate HPP
Generators | System | Machakhela 2 | Max Units Built | 1 |  | - | 1 | 2028-12-31 |  |  |  |  | Candidate HPP
Generators | System | Majietihesi | Expansion Optimality | Integer |  | - | 1 | [5 empty] | Candidate HPP
Generators | System | Majietihesi | Units | 0 |  | - | 1 | [5 empty] | Candidate HPP
Generators | System | Majietihesi | Max Capacity | 12,28 |  | MW | 1 | [5 empty] | Candidate HPP
Generators | System | Majietihesi | VO&M Charge | 1,5 |  | $/MWh | 1 | [5 empty] | Candidate HPP
Generators | System | Majietihesi | FO&M Charge | 11 |  | $/kW/yr | 1 | [5 empty] | Candidate HPP
Generators | System | Majietihesi | Rating Factor | 100 | dry.csv | % | 1 |  |  |  | Dry |  | Candidate HPP
Generators | System | Majietihesi | Rating Factor | 100 | flood.csv | % | 1 |  |  |  | Flood |  | Candidate HPP
Generators | System | Majietihesi | Rating Factor | 100 | moderate.csv | % | 1 |  |  |  | Moderate |  | Candidate HPP
Generators | System | Majietihesi | Build Cost | 1108 |  | $/kW | 1 | [5 empty] | Candidate HPP
Generators | System | Majietihesi | Project Start Date | 03.12.2025 |  | - | 1 | 2025-12-03 |  |  | TYNDP dates |  | Candidate HPP
Generators | System | Majietihesi | WACC | 10,45 |  | % | 1 | [5 empty] | Candidate HPP
Generators | System | Majietihesi | Economic Life | 40 |  | yr | 1 | [5 empty] | Candidate HPP
Generators | System | Majietihesi | Max Units Built | 1 |  | - | 1 | 2025-12-03 |  |  |  |  | Candidate HPP
Generators | System | Mashavera 1 | Expansion Optimality | Integer |  | - | 1 | [5 empty] | Candidate HPP
Generators | System | Mashavera 1 | Units | 0 |  | - | 1 | [5 empty] | Candidate HPP
Generators | System | Mashavera 1 | Max Capacity | 1,85 |  | MW | 1 | [5 empty] | Candidate HPP
Generators | System | Mashavera 1 | VO&M Charge | 1,5 |  | $/MWh | 1 | [5 empty] | Candidate HPP
Generators | System | Mashavera 1 | FO&M Charge | 14 |  | $/kW/yr | 1 | [5 empty] | Candidate HPP
Generators | System | Mashavera 1 | Rating Factor | 100 | dry.csv | % | 1 |  |  |  | Dry |  | Candidate HPP
Generators | System | Mashavera 1 | Rating Factor | 100 | flood.csv | % | 1 |  |  |  | Flood |  | Candidate HPP
Generators | System | Mashavera 1 | Rating Factor | 100 | moderate.csv | % | 1 |  |  |  | Moderate |  | Candidate HPP
Generators | System | Mashavera 1 | Build Cost | 1917 |  | $/kW | 1 | [5 empty] | Candidate HPP
Generators | System | Mashavera 1 | Project Start Date | 01.12.2025 |  | - | 1 | 2025-12-01 |  |  | TYNDP dates |  | Candidate HPP
Generators | System | Mashavera 1 | WACC | 10 |  | % | 1 | [5 empty] | Candidate HPP
Generators | System | Mashavera 1 | Economic Life | 40 |  | yr | 1 | [5 empty] | Candidate HPP
Generators | System | Mashavera 1 | Max Units Built | 1 |  | - | 1 | 2025-12-01 |  |  |  |  | Candidate HPP
Generators | System | Mashavera 2 | Expansion Optimality | Integer |  | - | 1 | [5 empty] | Candidate HPP
Generators | System | Mashavera 2 | Units | 0 |  | - | 1 | [5 empty] | Candidate HPP
Generators | System | Mashavera 2 | Max Capacity | 1,85 |  | MW | 1 | [5 empty] | Candidate HPP
Generators | System | Mashavera 2 | VO&M Charge | 1,5 |  | $/MWh | 1 | [5 empty] | Candidate HPP
Generators | System | Mashavera 2 | FO&M Charge | 22 |  | $/kW/yr | 1 | [5 empty] | Candidate HPP
Generators | System | Mashavera 2 | Rating Factor | 100 | dry.csv | % | 1 |  |  |  | Dry |  | Candidate HPP
Generators | System | Mashavera 2 | Rating Factor | 100 | flood.csv | % | 1 |  |  |  | Flood |  | Candidate HPP
Generators | System | Mashavera 2 | Rating Factor | 100 | moderate.csv | % | 1 |  |  |  | Moderate |  | Candidate HPP
Generators | System | Mashavera 2 | Build Cost | 2152 |  | $/kW | 1 | [5 empty] | Candidate HPP
Generators | System | Mashavera 2 | Project Start Date | 01.12.2025 |  | - | 1 | 2025-12-01 |  |  | TYNDP dates |  | Candidate HPP
Generators | System | Mashavera 2 | WACC | 9 |  | % | 1 | [5 empty] | Candidate HPP
Generators | System | Mashavera 2 | Economic Life | 40 |  | yr | 1 | [5 empty] | Candidate HPP
Generators | System | Mashavera 2 | Max Units Built | 1 |  | - | 1 | 2025-12-01 |  |  |  |  | Candidate HPP
Generators | System | Memuli hesi | Expansion Optimality | Integer |  | - | 1 | [5 empty] | Candidate HPP
Generators | System | Memuli hesi | Units | 0 |  | - | 1 | [5 empty] | Candidate HPP
Generators | System | Memuli hesi | Max Capacity | 12 |  | MW | 1 | [5 empty] | Candidate HPP
Generators | System | Memuli hesi | VO&M Charge | 1,5 |  | $/MWh | 1 | [5 empty] | Candidate HPP
Generators | System | Memuli hesi | FO&M Charge | 11 |  | $/kW/yr | 1 | [5 empty] | Candidate HPP
Generators | System | Memuli hesi | Rating Factor | 100 | dry.csv | % | 1 |  |  |  | Dry |  | Candidate HPP
Generators | System | Memuli hesi | Rating Factor | 100 | flood.csv | % | 1 |  |  |  | Flood |  | Candidate HPP
Generators | System | Memuli hesi | Rating Factor | 100 | moderate.csv | % | 1 |  |  |  | Moderate |  | Candidate HPP
Generators | System | Memuli hesi | Build Cost | 1000 |  | $/kW | 1 | [5 empty] | Candidate HPP
Generators | System | Memuli hesi | Project Start Date | 30.06.2026 |  | - | 1 | 2026-06-30 |  |  | TYNDP dates |  | Candidate HPP
Generators | System | Memuli hesi | WACC | 10 |  | % | 1 | [5 empty] | Candidate HPP
Generators | System | Memuli hesi | Economic Life | 25 |  | yr | 1 | [5 empty] | Candidate HPP
Generators | System | Memuli hesi | Max Units Built | 1 |  | - | 1 | 2026-06-30 |  |  |  |  | Candidate HPP
Generators | System | Meneso | Expansion Optimality | Integer |  | - | 1 | [5 empty] | Candidate HPP
Generators | System | Meneso | Units | 0 |  | - | 1 | [5 empty] | Candidate HPP
Generators | System | Meneso | Max Capacity | 8,2 |  | MW | 1 | [5 empty] | Candidate HPP
Generators | System | Meneso | VO&M Charge | 1,5 |  | $/MWh | 1 | [5 empty] | Candidate HPP
Generators | System | Meneso | FO&M Charge | 19 |  | $/kW/yr | 1 | [5 empty] | Candidate HPP
Generators | System | Meneso | Rating Factor | 100 | dry.csv | % | 1 |  |  |  | Dry |  | Candidate HPP
Generators | System | Meneso | Rating Factor | 100 | flood.csv | % | 1 |  |  |  | Flood |  | Candidate HPP
Generators | System | Meneso | Rating Factor | 100 | moderate.csv | % | 1 |  |  |  | Moderate |  | Candidate HPP
Generators | System | Meneso | Build Cost | 1889 |  | $/kW | 1 | [5 empty] | Candidate HPP
Generators | System | Meneso | Project Start Date | 01.12.2026 |  | - | 1 | 2026-12-01 |  |  | TYNDP dates |  | Candidate HPP
Generators | System | Meneso | WACC | 10 |  | % | 1 | [5 empty] | Candidate HPP
Generators | System | Meneso | Economic Life | 40 |  | yr | 1 | [5 empty] | Candidate HPP
Generators | System | Meneso | Max Units Built | 1 |  | - | 1 | 2026-12-01 |  |  |  |  | Candidate HPP
Generators | System | Metekhi 1 | Expansion Optimality | Integer |  | - | 1 | [5 empty] | Candidate HPP
Generators | System | Metekhi 1 | Units | 0 |  | - | 1 | [5 empty] | Candidate HPP
Generators | System | Metekhi 1 | Max Capacity | 36,73 |  | MW | 1 | [5 empty] | Candidate HPP
Generators | System | Metekhi 1 | VO&M Charge | 2,5 |  | $/MWh | 1 | [5 empty] | Candidate HPP
Generators | System | Metekhi 1 | FO&M Charge | 15 |  | $/kW/yr | 1 | [5 empty] | Candidate HPP
Generators | System | Metekhi 1 | Rating Factor | 100 | dry.csv | % | 1 |  |  |  | Dry |  | Candidate HPP
Generators | System | Metekhi 1 | Rating Factor | 100 | flood.csv | % | 1 |  |  |  | Flood |  | Candidate HPP
Generators | System | Metekhi 1 | Rating Factor | 100 | moderate.csv | % | 1 |  |  |  | Moderate |  | Candidate HPP
Generators | System | Metekhi 1 | Max Capacity Factor Month | 41 |  | % | 1 |  |  | M5-8 |  |  | Candidate HPP
Generators | System | Metekhi 1 | Max Capacity Factor Month | 59 |  | % | 1 |  |  | M9-4 |  |  | Candidate HPP
Generators | System | Metekhi 1 | Build Cost | 1538,3 |  | $/kW | 1 | [5 empty] | Candidate HPP
Generators | System | Metekhi 1 | Project Start Date | 01.12.2024 |  | - | 1 | 2024-12-01 |  |  | TYNDP dates |  | Candidate HPP
Generators | System | Metekhi 1 | WACC | 8,07 |  | % | 1 | [5 empty] | Candidate HPP
Generators | System | Metekhi 1 | Economic Life | 40 |  | yr | 1 | [5 empty] | Candidate HPP
Generators | System | Metekhi 1 | Max Units Built | 1 |  | - | 1 | 2024-12-01 |  |  |  |  | Candidate HPP
Generators | System | Mleta hesi | Expansion Optimality | Integer |  | - | 1 | [5 empty] | Candidate HPP
Generators | System | Mleta hesi | Units | 0 |  | - | 1 | [5 empty] | Candidate HPP
Generators | System | Mleta hesi | Max Capacity | 4,88 |  | MW | 1 | [5 empty] | Candidate HPP
Generators | System | Mleta hesi | VO&M Charge | 1,5 |  | $/MWh | 1 | [5 empty] | Candidate HPP
Generators | System | Mleta hesi | FO&M Charge | 8 |  | $/kW/yr | 1 | [5 empty] | Candidate HPP
Generators | System | Mleta hesi | Rating Factor | 100 | dry.csv | % | 1 |  |  |  | Dry |  | Candidate HPP
Generators | System | Mleta hesi | Rating Factor | 100 | flood.csv | % | 1 |  |  |  | Flood |  | Candidate HPP
Generators | System | Mleta hesi | Rating Factor | 100 | moderate.csv | % | 1 |  |  |  | Moderate |  | Candidate HPP
Generators | System | Mleta hesi | Build Cost | 820 |  | $/kW | 1 | [5 empty] | Candidate HPP
Generators | System | Mleta hesi | Project Start Date | 31.12.2026 |  | - | 1 | 2026-12-31 |  |  | TYNDP dates |  | Candidate HPP
Generators | System | Mleta hesi | WACC | 10,45 |  | % | 1 | [5 empty] | Candidate HPP
Generators | System | Mleta hesi | Economic Life | 40 |  | yr | 1 | [5 empty] | Candidate HPP
Generators | System | Mleta hesi | Max Units Built | 1 |  | - | 1 | 2026-12-31 |  |  |  |  | Candidate HPP
Generators | System | MTkvari | Expansion Optimality | Integer |  | - | 1 | [5 empty] | Candidate HPP
Generators | System | MTkvari | Units | 1 |  | - | 1 | [5 empty] | Candidate HPP
Generators | System | MTkvari | Max Capacity | 53 |  | MW | 1 | [5 empty] | Candidate HPP
Generators | System | MTkvari | VO&M Charge | 1,5 |  | $/MWh | 1 | [5 empty] | Candidate HPP
Generators | System | MTkvari | FO&M Charge | 27 |  | $/kW/yr | 1 | [5 empty] | Candidate HPP
Generators | System | MTkvari | Rating Factor | 100 | dry.csv | % | 1 |  |  |  | Dry |  | Candidate HPP
Generators | System | MTkvari | Rating Factor | 100 | flood.csv | % | 1 |  |  |  | Flood |  | Candidate HPP
Generators | System | MTkvari | Rating Factor | 100 | moderate.csv | % | 1 |  |  |  | Moderate |  | Candidate HPP
Generators | System | MTkvari | Build Cost | 2170 |  | $/kW | 1 | [5 empty] | Candidate HPP
Generators | System | MTkvari | Project Start Date | 31.12.2022 |  | - | 1 | 2022-12-31 |  |  | TYNDP dates |  | Candidate HPP
Generators | System | MTkvari | WACC | 10 |  | % | 1 | [5 empty] | Candidate HPP
Generators | System | MTkvari | Economic Life | 40 |  | yr | 1 | [5 empty] | Candidate HPP
Generators | System | MTkvari | Max Units Built | 1 |  | - | 1 | 2022-12-31 |  |  |  |  | Candidate HPP
Generators | System | Mtkvari Cascade 4 | Expansion Optimality | Integer |  | - | 1 | [5 empty] | Candidate HPP
Generators | System | Mtkvari Cascade 4 | Units | 0 |  | - | 1 | [5 empty] | Candidate HPP
Generators | System | Mtkvari Cascade 4 | Max Capacity | 78 |  | MW | 1 | [5 empty] | Candidate HPP
Generators | System | Mtkvari Cascade 4 | VO&M Charge | 2,5 |  | $/MWh | 1 | [5 empty] | Candidate HPP
Generators | System | Mtkvari Cascade 4 | FO&M Charge | 14,96 |  | $/kW/yr | 1 | [5 empty] | Candidate HPP
Generators | System | Mtkvari Cascade 4 | Rating Factor | 100 | dry.csv | % | 1 |  |  |  | Dry |  | Candidate HPP
Generators | System | Mtkvari Cascade 4 | Rating Factor | 100 | flood.csv | % | 1 |  |  |  | Flood |  | Candidate HPP
Generators | System | Mtkvari Cascade 4 | Rating Factor | 100 | moderate.csv | % | 1 |  |  |  | Moderate |  | Candidate HPP
Generators | System | Mtkvari Cascade 4 | Max Capacity Factor Month | 40 |  | % | 1 |  |  | M5-8 |  |  | Candidate HPP
Generators | System | Mtkvari Cascade 4 | Max Capacity Factor Month | 60 |  | % | 1 |  |  | M9-4 |  |  | Candidate HPP
Generators | System | Mtkvari Cascade 4 | Build Cost | 1752 |  | $/kW | 1 | [5 empty] | Candidate HPP
Generators | System | Mtkvari Cascade 4 | Project Start Date | 01.12.2026 |  | - | 1 | 2026-12-01 |  |  | TYNDP dates |  | Candidate HPP
Generators | System | Mtkvari Cascade 4 | WACC | 10,45 |  | % | 1 | [5 empty] | Candidate HPP
Generators | System | Mtkvari Cascade 4 | Economic Life | 40 |  | yr | 1 | [5 empty] | Candidate HPP
Generators | System | Mtkvari Cascade 4 | Max Units Built | 1 |  | - | 1 | 2026-12-01 |  |  |  |  | Candidate HPP
Generators | System | Mulkhura hesi | Expansion Optimality | Integer |  | - | 1 | [5 empty] | Candidate HPP
Generators | System | Mulkhura hesi | Units | 0 |  | - | 1 | [5 empty] | Candidate HPP
Generators | System | Mulkhura hesi | Max Capacity | 29,1 |  | MW | 1 | [5 empty] | Candidate HPP
Generators | System | Mulkhura hesi | VO&M Charge | 1,5 |  | $/MWh | 1 | [5 empty] | Candidate HPP
Generators | System | Mulkhura hesi | FO&M Charge | 16 |  | $/kW/yr | 1 | [5 empty] | Candidate HPP
Generators | System | Mulkhura hesi | Rating Factor | 100 | dry.csv | % | 1 |  |  |  | Dry |  | Candidate HPP
Generators | System | Mulkhura hesi | Rating Factor | 100 | flood.csv | % | 1 |  |  |  | Flood |  | Candidate HPP
Generators | System | Mulkhura hesi | Rating Factor | 100 | moderate.csv | % | 1 |  |  |  | Moderate |  | Candidate HPP
Generators | System | Mulkhura hesi | Build Cost | 1364 |  | $/kW | 1 | [5 empty] | Candidate HPP
Generators | System | Mulkhura hesi | Project Start Date | 31.12.2026 |  | - | 1 | 2026-12-31 |  |  | TYNDP dates |  | Candidate HPP
Generators | System | Mulkhura hesi | WACC | 9 |  | % | 1 | [5 empty] | Candidate HPP
Generators | System | Mulkhura hesi | Economic Life | 30 |  | yr | 1 | [5 empty] | Candidate HPP
Generators | System | Mulkhura hesi | Max Units Built | 1 |  | - | 1 | 2026-12-31 |  |  |  |  | Candidate HPP
Generators | System | Naceshari | Expansion Optimality | Integer |  | - | 1 | [5 empty] | Candidate HPP
Generators | System | Naceshari | Units | 1 |  | - | 1 | 2022-06-20 |  |  |  |  | Candidate HPP
Generators | System | Naceshari | Max Capacity | 1,97 |  | MW | 1 | [5 empty] | Candidate HPP
Generators | System | Naceshari | VO&M Charge | 1,5 |  | $/MWh | 1 | [5 empty] | Candidate HPP
Generators | System | Naceshari | FO&M Charge | 13 |  | $/kW/yr | 1 | [5 empty] | Candidate HPP
Generators | System | Naceshari | Rating Factor | 100 | dry.csv | % | 1 |  |  |  | Dry |  | Candidate HPP
Generators | System | Naceshari | Rating Factor | 100 | flood.csv | % | 1 |  |  |  | Flood |  | Candidate HPP
Generators | System | Naceshari | Rating Factor | 100 | moderate.csv | % | 1 |  |  |  | Moderate |  | Candidate HPP
Generators | System | Naceshari | Build Cost | 1347 |  | $/kW | 1 | [5 empty] | Candidate HPP
Generators | System | Naceshari | Project Start Date | 20.06.2022 |  | - | 1 | 2022-06-20 |  |  | TYNDP dates |  | Candidate HPP
Generators | System | Naceshari | WACC | 10,22 |  | % | 1 | [5 empty] | Candidate HPP
Generators | System | Naceshari | Economic Life | 40 |  | yr | 1 | [5 empty] | Candidate HPP
Generators | System | Naceshari | Max Units Built | 1 |  | - | 1 | 2022-06-20 |  |  |  |  | Candidate HPP
Generators | System | Nakhidura | Expansion Optimality | Integer |  | - | 1 | [5 empty] | Candidate HPP
Generators | System | Nakhidura | Units | 0 |  | - | 1 | [5 empty] | Candidate HPP
Generators | System | Nakhidura | Max Capacity | 7,2 |  | MW | 1 | [5 empty] | Candidate HPP
Generators | System | Nakhidura | VO&M Charge | 1,5 |  | $/MWh | 1 | [5 empty] | Candidate HPP
Generators | System | Nakhidura | FO&M Charge | 16,53 |  | $/kW/yr | 1 | [5 empty] | Candidate HPP
Generators | System | Nakhidura | Rating Factor | 100 | dry.csv | % | 1 |  |  |  | Dry |  | Candidate HPP
Generators | System | Nakhidura | Rating Factor | 100 | flood.csv | % | 1 |  |  |  | Flood |  | Candidate HPP
Generators | System | Nakhidura | Rating Factor | 100 | moderate.csv | % | 1 |  |  |  | Moderate |  | Candidate HPP
Generators | System | Nakhidura | Build Cost | 1803 |  | $/kW | 1 | [5 empty] | Candidate HPP
Generators | System | Nakhidura | Project Start Date | 01.12.2025 |  | - | 1 | 2025-12-01 |  |  | TYNDP dates |  | Candidate HPP
Generators | System | Nakhidura | WACC | 10 |  | % | 1 | [5 empty] | Candidate HPP
Generators | System | Nakhidura | Economic Life | 40 |  | yr | 1 | [5 empty] | Candidate HPP
Generators | System | Nakhidura | Max Units Built | 1 |  | - | 1 | 2025-12-01 |  |  |  |  | Candidate HPP
Generators | System | Nakra 2 | Expansion Optimality | Integer |  | - | 1 | [5 empty] | Candidate HPP
Generators | System | Nakra 2 | Units | 0 |  | - | 1 | [5 empty] | Candidate HPP
Generators | System | Nakra 2 | Max Capacity | 4,36 |  | MW | 1 | [5 empty] | Candidate HPP
Generators | System | Nakra 2 | VO&M Charge | 1,5 |  | $/MWh | 1 | [5 empty] | Candidate HPP
Generators | System | Nakra 2 | FO&M Charge | 13 |  | $/kW/yr | 1 | [5 empty] | Candidate HPP
Generators | System | Nakra 2 | Rating Factor | 100 | dry.csv | % | 1 |  |  |  | Dry |  | Candidate HPP
Generators | System | Nakra 2 | Rating Factor | 100 | flood.csv | % | 1 |  |  |  | Flood |  | Candidate HPP
Generators | System | Nakra 2 | Rating Factor | 100 | moderate.csv | % | 1 |  |  |  | Moderate |  | Candidate HPP
Generators | System | Nakra 2 | Max Capacity Factor Month | 57 |  | % | 1 |  |  | M5-8 |  |  | Candidate HPP
Generators | System | Nakra 2 | Max Capacity Factor Month | 43 |  | % | 1 |  |  | M9-4 |  |  | Candidate HPP
Generators | System | Nakra 2 | Build Cost | 1777 |  | $/kW | 1 | [5 empty] | Candidate HPP
Generators | System | Nakra 2 | Project Start Date | 01.12.2025 |  | - | 1 | 2025-12-01 |  |  | TYNDP dates |  | Candidate HPP
Generators | System | Nakra 2 | WACC | 10,45 |  | % | 1 | [5 empty] | Candidate HPP
Generators | System | Nakra 2 | Economic Life | 40 |  | yr | 1 | [5 empty] | Candidate HPP
Generators | System | Nakra 2 | Max Units Built | 1 |  | - | 1 | 2025-12-01 |  |  |  |  | Candidate HPP
Generators | System | Nakra hesi | Expansion Optimality | Integer |  | - | 1 | [5 empty] | Candidate HPP
Generators | System | Nakra hesi | Units | 1 |  | - | 1 | [5 empty] | Candidate HPP
Generators | System | Nakra hesi | Max Capacity | 7,5 |  | MW | 1 | [5 empty] | Candidate HPP
Generators | System | Nakra hesi | VO&M Charge | 1,5 |  | $/MWh | 1 | [5 empty] | Candidate HPP
Generators | System | Nakra hesi | FO&M Charge | 17,11 |  | $/kW/yr | 1 | [5 empty] | Candidate HPP
Generators | System | Nakra hesi | Rating Factor | 100 | dry.csv | % | 1 |  |  |  | Dry |  | Candidate HPP
Generators | System | Nakra hesi | Rating Factor | 100 | flood.csv | % | 1 |  |  |  | Flood |  | Candidate HPP
Generators | System | Nakra hesi | Rating Factor | 100 | moderate.csv | % | 1 |  |  |  | Moderate |  | Candidate HPP
Generators | System | Nakra hesi | Build Cost | 1280 |  | $/kW | 1 | [5 empty] | Candidate HPP
Generators | System | Nakra hesi | Project Start Date | 12.12.2022 |  | - | 1 | 2022-12-12 |  |  | TYNDP dates |  | Candidate HPP
Generators | System | Nakra hesi | WACC | 11 |  | % | 1 | [5 empty] | Candidate HPP
Generators | System | Nakra hesi | Economic Life | 25 |  | yr | 1 | [5 empty] | Candidate HPP
Generators | System | Nakra hesi | Max Units Built | 1 |  | - | 1 | 2022-12-12 |  |  |  |  | Candidate HPP
Generators | System | Nakra hesi 1 | Expansion Optimality | Integer |  | - | 1 | [5 empty] | Candidate HPP
Generators | System | Nakra hesi 1 | Units | 0 |  | - | 1 | [5 empty] | Candidate HPP
Generators | System | Nakra hesi 1 | Max Capacity | 5,94 |  | MW | 1 | [5 empty] | Candidate HPP
Generators | System | Nakra hesi 1 | VO&M Charge | 1,5 |  | $/MWh | 1 | [5 empty] | Candidate HPP
Generators | System | Nakra hesi 1 | FO&M Charge | 5,47 |  | $/kW/yr | 1 | [5 empty] | Candidate HPP
Generators | System | Nakra hesi 1 | Rating Factor | 100 | dry.csv | % | 1 |  |  |  | Dry |  | Candidate HPP
Generators | System | Nakra hesi 1 | Rating Factor | 100 | flood.csv | % | 1 |  |  |  | Flood |  | Candidate HPP
Generators | System | Nakra hesi 1 | Rating Factor | 100 | moderate.csv | % | 1 |  |  |  | Moderate |  | Candidate HPP
Generators | System | Nakra hesi 1 | Max Capacity Factor Month | 56 |  | % | 1 |  |  | M5-8 |  |  | Candidate HPP
Generators | System | Nakra hesi 1 | Max Capacity Factor Month | 44 |  | % | 1 |  |  | M9-4 |  |  | Candidate HPP
Generators | System | Nakra hesi 1 | Build Cost | 1388 |  | $/kW | 1 | [5 empty] | Candidate HPP
Generators | System | Nakra hesi 1 | Project Start Date | 01.12.2025 |  | - | 1 | 2025-12-01 |  |  | TYNDP dates |  | Candidate HPP
Generators | System | Nakra hesi 1 | WACC | 11 |  | % | 1 | [5 empty] | Candidate HPP
Generators | System | Nakra hesi 1 | Economic Life | 40 |  | yr | 1 | [5 empty] | Candidate HPP
Generators | System | Nakra hesi 1 | Max Units Built | 1 |  | - | 1 | 2025-12-01 |  |  |  |  | Candidate HPP
Generators | System | Namakhvani - L | Expansion Optimality | Integer |  | - | 1 | [5 empty] | Candidate HPP
Generators | System | Namakhvani - L | Units | 0 |  | - | 1 | [5 empty] | Candidate HPP
Generators | System | Namakhvani - L | Max Capacity | 111 |  | MW | 1 | [5 empty] | Candidate HPP
Generators | System | Namakhvani - L | VO&M Charge | 2,5 |  | $/MWh | 1 | [5 empty] | Candidate HPP
Generators | System | Namakhvani - L | FO&M Charge | 18 |  | $/kW/yr | 1 | [5 empty] | Candidate HPP
Generators | System | Namakhvani - L | Max Ramp Up | 1e+30 |  | MW/min | 1 | [5 empty] | Candidate HPP
Generators | System | Namakhvani - L | Max Ramp Down | 1e+30 |  | MW/min | 1 | [5 empty] | Candidate HPP
Generators | System | Namakhvani - L | Efficiency Incr | 0,78 |  | MW/MW | 1 | [5 empty] | Candidate HPP
Generators | System | Namakhvani - L | Build Cost | 1963 |  | $/kW | 1 | [5 empty] | Candidate HPP
Generators | System | Namakhvani - L | Project Start Date | 01.12.2026 |  | - | 1 | 2026-12-01 |  |  | TYNDP dates |  | Candidate HPP
Generators | System | Namakhvani - L | WACC | 10 |  | % | 1 | [5 empty] | Candidate HPP
Generators | System | Namakhvani - L | Economic Life | 40 |  | yr | 1 | [5 empty] | Candidate HPP
Generators | System | Namakhvani - L | Max Units Built | 3 |  | - | 1 | 2026-12-01 |  |  |  |  | Candidate HPP
Generators | System | Namakhvani - U | Expansion Optimality | Integer |  | - | 1 | [5 empty] | Candidate HPP
Generators | System | Namakhvani - U | Units | 0 |  | - | 1 | [5 empty] | Candidate HPP
Generators | System | Namakhvani - U | Max Capacity | 50 |  | MW | 1 | [5 empty] | Candidate HPP
Generators | System | Namakhvani - U | VO&M Charge | 2,5 |  | $/MWh | 1 | [5 empty] | Candidate HPP
Generators | System | Namakhvani - U | FO&M Charge | 18 |  | $/kW/yr | 1 | [5 empty] | Candidate HPP
Generators | System | Namakhvani - U | Max Ramp Up | 1e+30 |  | MW/min | 1 | [5 empty] | Candidate HPP
Generators | System | Namakhvani - U | Max Ramp Down | 1e+30 |  | MW/min | 1 | [5 empty] | Candidate HPP
Generators | System | Namakhvani - U | Efficiency Incr | 0,6 |  | MW/MW | 1 | [5 empty] | Candidate HPP
Generators | System | Namakhvani - U | Build Cost | 1963 |  | $/kW | 1 | [5 empty] | Candidate HPP
Generators | System | Namakhvani - U | Project Start Date | 01.12.2026 |  | - | 1 | 2026-12-01 |  |  | TYNDP dates |  | Candidate HPP
Generators | System | Namakhvani - U | WACC | 10 |  | % | 1 | [5 empty] | Candidate HPP
Generators | System | Namakhvani - U | Economic Life | 40 |  | yr | 1 | [5 empty] | Candidate HPP
Generators | System | Namakhvani - U | Max Units Built | 2 |  | - | 1 | 2026-12-01 |  |  |  |  | Candidate HPP
Generators | System | Narovani hesi | Expansion Optimality | Integer |  | - | 1 | [5 empty] | Candidate HPP
Generators | System | Narovani hesi | Units | 0 |  | - | 1 | [5 empty] | Candidate HPP
Generators | System | Narovani hesi | Max Capacity | 0,6 |  | MW | 1 | [5 empty] | Candidate HPP
Generators | System | Narovani hesi | VO&M Charge | 1,5 |  | $/MWh | 1 | [5 empty] | Candidate HPP
Generators | System | Narovani hesi | FO&M Charge | 13,13 |  | $/kW/yr | 1 | [5 empty] | Candidate HPP
Generators | System | Narovani hesi | Rating Factor | 100 | dry.csv | % | 1 |  |  |  | Dry |  | Candidate HPP
Generators | System | Narovani hesi | Rating Factor | 100 | flood.csv | % | 1 |  |  |  | Flood |  | Candidate HPP
Generators | System | Narovani hesi | Rating Factor | 100 | moderate.csv | % | 1 |  |  |  | Moderate |  | Candidate HPP
Generators | System | Narovani hesi | Build Cost | 980 |  | $/kW | 1 | [5 empty] | Candidate HPP
Generators | System | Narovani hesi | Project Start Date | 01.12.2026 |  | - | 1 | 2026-12-01 |  |  | TYNDP dates |  | Candidate HPP
Generators | System | Narovani hesi | WACC | 10 |  | % | 1 | [5 empty] | Candidate HPP
Generators | System | Narovani hesi | Economic Life | 40 |  | yr | 1 | [5 empty] | Candidate HPP
Generators | System | Narovani hesi | Max Units Built | 1 |  | - | 1 | 2026-12-01 |  |  |  |  | Candidate HPP
Generators | System | Natanebi 1 | Expansion Optimality | Integer |  | - | 1 | [5 empty] | Candidate HPP
Generators | System | Natanebi 1 | Units | 0 |  | - | 1 | [5 empty] | Candidate HPP
Generators | System | Natanebi 1 | Max Capacity | 6,4 |  | MW | 1 | [5 empty] | Candidate HPP
Generators | System | Natanebi 1 | VO&M Charge | 1,5 |  | $/MWh | 1 | [5 empty] | Candidate HPP
Generators | System | Natanebi 1 | FO&M Charge | 19 |  | $/kW/yr | 1 | [5 empty] | Candidate HPP
Generators | System | Natanebi 1 | Rating Factor | 100 | dry.csv | % | 1 |  |  |  | Dry |  | Candidate HPP
Generators | System | Natanebi 1 | Rating Factor | 100 | flood.csv | % | 1 |  |  |  | Flood |  | Candidate HPP
Generators | System | Natanebi 1 | Rating Factor | 100 | moderate.csv | % | 1 |  |  |  | Moderate |  | Candidate HPP
Generators | System | Natanebi 1 | Build Cost | 1744 |  | $/kW | 1 | [5 empty] | Candidate HPP
Generators | System | Natanebi 1 | Project Start Date | 31.12.2028 |  | - | 1 | 2028-12-31 |  |  | TYNDP dates |  | Candidate HPP
Generators | System | Natanebi 1 | WACC | 10 |  | % | 1 | [5 empty] | Candidate HPP
Generators | System | Natanebi 1 | Economic Life | 21 |  | yr | 1 | [5 empty] | Candidate HPP
Generators | System | Natanebi 1 | Max Units Built | 1 |  | - | 1 | 2028-12-31 |  |  |  |  | Candidate HPP
Generators | System | Natanebi 2 | Expansion Optimality | Integer |  | - | 1 | [5 empty] | Candidate HPP
Generators | System | Natanebi 2 | Units | 0 |  | - | 1 | [5 empty] | Candidate HPP
Generators | System | Natanebi 2 | Max Capacity | 10,2 |  | MW | 1 | [5 empty] | Candidate HPP
Generators | System | Natanebi 2 | VO&M Charge | 1,5 |  | $/MWh | 1 | [5 empty] | Candidate HPP
Generators | System | Natanebi 2 | FO&M Charge | 10,64 |  | $/kW/yr | 1 | [5 empty] | Candidate HPP
Generators | System | Natanebi 2 | Rating Factor | 100 | dry.csv | % | 1 |  |  |  | Dry |  | Candidate HPP
Generators | System | Natanebi 2 | Rating Factor | 100 | flood.csv | % | 1 |  |  |  | Flood |  | Candidate HPP
Generators | System | Natanebi 2 | Rating Factor | 100 | moderate.csv | % | 1 |  |  |  | Moderate |  | Candidate HPP
Generators | System | Natanebi 2 | Build Cost | 1061 |  | $/kW | 1 | [5 empty] | Candidate HPP
Generators | System | Natanebi 2 | Project Start Date | 31.12.2027 |  | - | 1 | 2027-12-31 |  |  | TYNDP dates |  | Candidate HPP
Generators | System | Natanebi 2 | WACC | 10 |  | % | 1 | [5 empty] | Candidate HPP
Generators | System | Natanebi 2 | Economic Life | 40 |  | yr | 1 | [5 empty] | Candidate HPP
Generators | System | Natanebi 2 | Max Units Built | 1 |  | - | 1 | 2027-12-31 |  |  |  |  | Candidate HPP
Generators | System | Natanebi 3 | Expansion Optimality | Integer |  | - | 1 | [5 empty] | Candidate HPP
Generators | System | Natanebi 3 | Units | 0 |  | - | 1 | [5 empty] | Candidate HPP
Generators | System | Natanebi 3 | Max Capacity | 9,1 |  | MW | 1 | [5 empty] | Candidate HPP
Generators | System | Natanebi 3 | VO&M Charge | 1,5 |  | $/MWh | 1 | [5 empty] | Candidate HPP
Generators | System | Natanebi 3 | FO&M Charge | 25,88 |  | $/kW/yr | 1 | [5 empty] | Candidate HPP
Generators | System | Natanebi 3 | Rating Factor | 100 | dry.csv | % | 1 |  |  |  | Dry |  | Candidate HPP
Generators | System | Natanebi 3 | Rating Factor | 100 | flood.csv | % | 1 |  |  |  | Flood |  | Candidate HPP
Generators | System | Natanebi 3 | Rating Factor | 100 | moderate.csv | % | 1 |  |  |  | Moderate |  | Candidate HPP
Generators | System | Natanebi 3 | Build Cost | 2055 |  | $/kW | 1 | [5 empty] | Candidate HPP
Generators | System | Natanebi 3 | Project Start Date | 31.12.2026 |  | - | 1 | 2026-12-31 |  |  | TYNDP dates |  | Candidate HPP
Generators | System | Natanebi 3 | WACC | 10 |  | % | 1 | [5 empty] | Candidate HPP
Generators | System | Natanebi 3 | Economic Life | 25 |  | yr | 1 | [5 empty] | Candidate HPP
Generators | System | Natanebi 3 | Max Units Built | 1 |  | - | 1 | 2026-12-31 |  |  |  |  | Candidate HPP
Generators | System | Nenskra | Expansion Optimality | Integer |  | - | 1 | [5 empty] | Candidate HPP
Generators | System | Nenskra | Units | 0 |  | - | 1 | 1935-12-01 |  |  |  |  | Candidate HPP
Generators | System | Nenskra | Max Capacity | 280 |  | MW | 1 | 1935-12-01 |  |  |  |  | Candidate HPP
Generators | System | Nenskra | VO&M Charge | 2,5 |  | $/MWh | 1 | [5 empty] | Candidate HPP
Generators | System | Nenskra | FO&M Charge | 19,3 |  | $/kW/yr | 1 | [5 empty] | Candidate HPP
Generators | System | Nenskra | Max Ramp Up | 100 |  | MW/min | 1 | [5 empty] | Candidate HPP
Generators | System | Nenskra | Max Ramp Down | 100 |  | MW/min | 1 | [5 empty] | Candidate HPP
Generators | System | Nenskra | Efficiency Incr | 5 |  | MW/MW | 1 | [5 empty] | Candidate HPP
Generators | System | Nenskra | Build Cost | 3068,9 |  | $/kW | 1 | [5 empty] | Candidate HPP
Generators | System | Nenskra | Project Start Date | 01.12.1935 |  | - | 1 | 1935-12-01 |  |  | TYNDP dates |  | Candidate HPP
Generators | System | Nenskra | WACC | 10 |  | % | 1 | [5 empty] | Candidate HPP
Generators | System | Nenskra | Economic Life | 50 |  | yr | 1 | [5 empty] | Candidate HPP
Generators | System | Nenskra | Max Units Built | 0 |  | - | 1 | 1935-12-01 |  |  |  |  | Candidate HPP
Generators | System | Oni 1 | Expansion Optimality | Integer |  | - | 1 | [5 empty] | Candidate HPP
Generators | System | Oni 1 | Units | 0 |  | - | 1 | [5 empty] | Candidate HPP
Generators | System | Oni 1 | Max Capacity | 122,46 |  | MW | 1 | [5 empty] | Candidate HPP
Generators | System | Oni 1 | VO&M Charge | 1,5 |  | $/MWh | 1 | [5 empty] | Candidate HPP
Generators | System | Oni 1 | FO&M Charge | 15 |  | $/kW/yr | 1 | [5 empty] | Candidate HPP
Generators | System | Oni 1 | Rating Factor | 100 | dry.csv | % | 1 |  |  |  | Dry |  | Candidate HPP
Generators | System | Oni 1 | Rating Factor | 100 | flood.csv | % | 1 |  |  |  | Flood |  | Candidate HPP
Generators | System | Oni 1 | Rating Factor | 100 | moderate.csv | % | 1 |  |  |  | Moderate |  | Candidate HPP
Generators | System | Oni 1 | Build Cost | 1862 |  | $/kW | 1 | [5 empty] | Candidate HPP
Generators | System | Oni 1 | WACC | 10 |  | % | 1 | [5 empty] | Candidate HPP
Generators | System | Oni 1 | Economic Life | 40 |  | yr | 1 | [5 empty] | Candidate HPP
Generators | System | Oni 1 | Max Units Built | 1 |  | - | 1 | 2033-10-01 |  |  |  |  | Candidate HPP
Generators | System | Oni 2 | Expansion Optimality | Integer |  | - | 1 | [5 empty] | Candidate HPP
Generators | System | Oni 2 | Units | 0 |  | - | 1 | [5 empty] | Candidate HPP
Generators | System | Oni 2 | Max Capacity | 83,7 |  | MW | 1 | [5 empty] | Candidate HPP
Generators | System | Oni 2 | VO&M Charge | 1,5 |  | $/MWh | 1 | [5 empty] | Candidate HPP
Generators | System | Oni 2 | FO&M Charge | 15 |  | $/kW/yr | 1 | [5 empty] | Candidate HPP
Generators | System | Oni 2 | Rating Factor | 100 | dry.csv | % | 1 |  |  |  | Dry |  | Candidate HPP
Generators | System | Oni 2 | Rating Factor | 100 | flood.csv | % | 1 |  |  |  | Flood |  | Candidate HPP
Generators | System | Oni 2 | Rating Factor | 100 | moderate.csv | % | 1 |  |  |  | Moderate |  | Candidate HPP
Generators | System | Oni 2 | Build Cost | 1862 |  | $/kW | 1 | [5 empty] | Candidate HPP
Generators | System | Oni 2 | WACC | 10 |  | % | 1 | [5 empty] | Candidate HPP
Generators | System | Oni 2 | Economic Life | 40 |  | yr | 1 | [5 empty] | Candidate HPP
Generators | System | Oni 2 | Max Units Built | 1 |  | - | 1 | 2033-10-01 |  |  |  |  | Candidate HPP
Generators | System | Plato | Expansion Optimality | Integer |  | - | 1 | [5 empty] | Candidate HPP
Generators | System | Plato | Units | 0 |  | - | 1 | [5 empty] | Candidate HPP
Generators | System | Plato | Max Capacity | 10 |  | MW | 1 | [5 empty] | Candidate HPP
Generators | System | Plato | VO&M Charge | 1,5 |  | $/MWh | 1 | [5 empty] | Candidate HPP
Generators | System | Plato | FO&M Charge | 12,59 |  | $/kW/yr | 1 | [5 empty] | Candidate HPP
Generators | System | Plato | Rating Factor | 100 | dry.csv | % | 1 |  |  |  | Dry |  | Candidate HPP
Generators | System | Plato | Rating Factor | 100 | flood.csv | % | 1 |  |  |  | Flood |  | Candidate HPP
Generators | System | Plato | Rating Factor | 100 | moderate.csv | % | 1 |  |  |  | Moderate |  | Candidate HPP
Generators | System | Plato | Build Cost | 1139 |  | $/kW | 1 | [5 empty] | Candidate HPP
Generators | System | Plato | Project Start Date | 31.12.2024 |  | - | 1 | 2024-12-31 |  |  | TYNDP dates |  | Candidate HPP
Generators | System | Plato | WACC | 10,45 |  | % | 1 | [5 empty] | Candidate HPP
Generators | System | Plato | Economic Life | 40 |  | yr | 1 | [5 empty] | Candidate HPP
Generators | System | Plato | Max Units Built | 1 |  | - | 1 | 2024-12-31 |  |  |  |  | Candidate HPP
Generators | System | Rachxahesi | Expansion Optimality | Integer |  | - | 1 | [5 empty] | Candidate HPP
Generators | System | Rachxahesi | Units | 0 |  | - | 1 | [5 empty] | Candidate HPP
Generators | System | Rachxahesi | Max Capacity | 3,03 |  | MW | 1 | [5 empty] | Candidate HPP
Generators | System | Rachxahesi | VO&M Charge | 1,5 |  | $/MWh | 1 | [5 empty] | Candidate HPP
Generators | System | Rachxahesi | FO&M Charge | 45 |  | $/kW/yr | 1 | [5 empty] | Candidate HPP
Generators | System | Rachxahesi | Rating Factor | 100 | dry.csv | % | 1 |  |  |  | Dry |  | Candidate HPP
Generators | System | Rachxahesi | Rating Factor | 100 | flood.csv | % | 1 |  |  |  | Flood |  | Candidate HPP
Generators | System | Rachxahesi | Rating Factor | 100 | moderate.csv | % | 1 |  |  |  | Moderate |  | Candidate HPP
Generators | System | Rachxahesi | Build Cost | 4493 |  | $/kW | 1 | [5 empty] | Candidate HPP
Generators | System | Rachxahesi | Project Start Date | 01.12.2025 |  | - | 1 | 2025-12-01 |  |  | TYNDP dates |  | Candidate HPP
Generators | System | Rachxahesi | WACC | 9 |  | % | 1 | [5 empty] | Candidate HPP
Generators | System | Rachxahesi | Economic Life | 40 |  | yr | 1 | [5 empty] | Candidate HPP
Generators | System | Rachxahesi | Max Units Built | 1 |  | - | 1 | 2025-12-01 |  |  |  |  | Candidate HPP
Generators | System | Rioni-Chanchakhi hesi | Expansion Optimality | Integer |  | - | 1 | [5 empty] | Candidate HPP
Generators | System | Rioni-Chanchakhi hesi | Units | 0 |  | - | 1 | [5 empty] | Candidate HPP
Generators | System | Rioni-Chanchakhi hesi | Max Capacity | 36,63 |  | MW | 1 | [5 empty] | Candidate HPP
Generators | System | Rioni-Chanchakhi hesi | VO&M Charge | 2,5 |  | $/MWh | 1 | [5 empty] | Candidate HPP
Generators | System | Rioni-Chanchakhi hesi | FO&M Charge | 15 |  | $/kW/yr | 1 | [5 empty] | Candidate HPP
Generators | System | Rioni-Chanchakhi hesi | Rating Factor | 100 | dry.csv | % | 1 |  |  |  | Dry |  | Candidate HPP
Generators | System | Rioni-Chanchakhi hesi | Rating Factor | 100 | flood.csv | % | 1 |  |  |  | Flood |  | Candidate HPP
Generators | System | Rioni-Chanchakhi hesi | Rating Factor | 100 | moderate.csv | % | 1 |  |  |  | Moderate |  | Candidate HPP
Generators | System | Rioni-Chanchakhi hesi | Build Cost | 1906 |  | $/kW | 1 | [5 empty] | Candidate HPP
Generators | System | Rioni-Chanchakhi hesi | Project Start Date | 31.12.2026 |  | - | 1 | 2026-12-31 |  |  | TYNDP dates |  | Candidate HPP
Generators | System | Rioni-Chanchakhi hesi | WACC | 8,07 |  | % | 1 | [5 empty] | Candidate HPP
Generators | System | Rioni-Chanchakhi hesi | Economic Life | 22 |  | yr | 1 | [5 empty] | Candidate HPP
Generators | System | Rioni-Chanchakhi hesi | Max Units Built | 1 |  | - | 1 | 2026-12-31 |  |  |  |  | Candidate HPP
Generators | System | Sadmeli 2 | Expansion Optimality | Integer |  | - | 1 | [5 empty] | Candidate HPP
Generators | System | Sadmeli 2 | Units | 0 |  | - | 1 | [5 empty] | Candidate HPP
Generators | System | Sadmeli 2 | Max Capacity | 4,5 |  | MW | 1 | [5 empty] | Candidate HPP
Generators | System | Sadmeli 2 | VO&M Charge | 1,5 |  | $/MWh | 1 | [5 empty] | Candidate HPP
Generators | System | Sadmeli 2 | FO&M Charge | 11,3 |  | $/kW/yr | 1 | [5 empty] | Candidate HPP
Generators | System | Sadmeli 2 | Rating Factor | 100 | dry.csv | % | 1 |  |  |  | Dry |  | Candidate HPP
Generators | System | Sadmeli 2 | Rating Factor | 100 | flood.csv | % | 1 |  |  |  | Flood |  | Candidate HPP
Generators | System | Sadmeli 2 | Rating Factor | 100 | moderate.csv | % | 1 |  |  |  | Moderate |  | Candidate HPP
Generators | System | Sadmeli 2 | Build Cost | 1128 |  | $/kW | 1 | [5 empty] | Candidate HPP
Generators | System | Sadmeli 2 | Project Start Date | 01.12.2025 |  | - | 1 | 2025-12-01 |  |  | TYNDP dates |  | Candidate HPP
Generators | System | Sadmeli 2 | WACC | 11 |  | % | 1 | [5 empty] | Candidate HPP
Generators | System | Sadmeli 2 | Economic Life | 40 |  | yr | 1 | [5 empty] | Candidate HPP
Generators | System | Sadmeli 2 | Max Units Built | 1 |  | - | 1 | 2025-12-01 |  |  |  |  | Candidate HPP
Generators | System | Sakaura hesi | Expansion Optimality | Integer |  | - | 1 | [5 empty] | Candidate HPP
Generators | System | Sakaura hesi | Units | 0 |  | - | 1 | [5 empty] | Candidate HPP
Generators | System | Sakaura hesi | Max Capacity | 11,58 |  | MW | 1 | [5 empty] | Candidate HPP
Generators | System | Sakaura hesi | VO&M Charge | 1,5 |  | $/MWh | 1 | [5 empty] | Candidate HPP
Generators | System | Sakaura hesi | FO&M Charge | 14 |  | $/kW/yr | 1 | [5 empty] | Candidate HPP
Generators | System | Sakaura hesi | Rating Factor | 100 | dry.csv | % | 1 |  |  |  | Dry |  | Candidate HPP
Generators | System | Sakaura hesi | Rating Factor | 100 | flood.csv | % | 1 |  |  |  | Flood |  | Candidate HPP
Generators | System | Sakaura hesi | Rating Factor | 100 | moderate.csv | % | 1 |  |  |  | Moderate |  | Candidate HPP
Generators | System | Sakaura hesi | Build Cost | 1068 |  | $/kW | 1 | [5 empty] | Candidate HPP
Generators | System | Sakaura hesi | Project Start Date | 31.12.2024 |  | - | 1 | 2024-12-31 |  |  | TYNDP dates |  | Candidate HPP
Generators | System | Sakaura hesi | WACC | 10,45 |  | % | 1 | [5 empty] | Candidate HPP
Generators | System | Sakaura hesi | Economic Life | 25 |  | yr | 1 | [5 empty] | Candidate HPP
Generators | System | Sakaura hesi | Max Units Built | 1 |  | - | 1 | 2024-12-31 |  |  |  |  | Candidate HPP
Generators | System | Samkurisckali 1 | Expansion Optimality | Integer |  | - | 1 | [5 empty] | Candidate HPP
Generators | System | Samkurisckali 1 | Units | 0 |  | - | 1 | [5 empty] | Candidate HPP
Generators | System | Samkurisckali 1 | Max Capacity | 4,8 |  | MW | 1 | [5 empty] | Candidate HPP
Generators | System | Samkurisckali 1 | VO&M Charge | 1,5 |  | $/MWh | 1 | [5 empty] | Candidate HPP
Generators | System | Samkurisckali 1 | FO&M Charge | 14,04 |  | $/kW/yr | 1 | [5 empty] | Candidate HPP
Generators | System | Samkurisckali 1 | Rating Factor | 100 | dry.csv | % | 1 |  |  |  | Dry |  | Candidate HPP
Generators | System | Samkurisckali 1 | Rating Factor | 100 | flood.csv | % | 1 |  |  |  | Flood |  | Candidate HPP
Generators | System | Samkurisckali 1 | Rating Factor | 100 | moderate.csv | % | 1 |  |  |  | Moderate |  | Candidate HPP
Generators | System | Samkurisckali 1 | Build Cost | 1354 |  | $/kW | 1 | [5 empty] | Candidate HPP
Generators | System | Samkurisckali 1 | Project Start Date | 31.12.2024 |  | - | 1 | 2024-12-31 |  |  | TYNDP dates |  | Candidate HPP
Generators | System | Samkurisckali 1 | WACC | 11 |  | % | 1 | [5 empty] | Candidate HPP
Generators | System | Samkurisckali 1 | Economic Life | 40 |  | yr | 1 | [5 empty] | Candidate HPP
Generators | System | Samkurisckali 1 | Max Units Built | 1 |  | - | 1 | 2024-12-31 |  |  |  |  | Candidate HPP
Generators | System | Samkurisckali 2 | Expansion Optimality | Integer |  | - | 1 | [5 empty] | Candidate HPP
Generators | System | Samkurisckali 2 | Units | 0 |  | - | 1 | [5 empty] | Candidate HPP
Generators | System | Samkurisckali 2 | Max Capacity | 26,28 |  | MW | 1 | [5 empty] | Candidate HPP
Generators | System | Samkurisckali 2 | VO&M Charge | 1,5 |  | $/MWh | 1 | [5 empty] | Candidate HPP
Generators | System | Samkurisckali 2 | FO&M Charge | 15 |  | $/kW/yr | 1 | [5 empty] | Candidate HPP
Generators | System | Samkurisckali 2 | Rating Factor | 100 | dry.csv | % | 1 |  |  |  | Dry |  | Candidate HPP
Generators | System | Samkurisckali 2 | Rating Factor | 100 | flood.csv | % | 1 |  |  |  | Flood |  | Candidate HPP
Generators | System | Samkurisckali 2 | Rating Factor | 100 | moderate.csv | % | 1 |  |  |  | Moderate |  | Candidate HPP
Generators | System | Samkurisckali 2 | Build Cost | 1505 |  | $/kW | 1 | [5 empty] | Candidate HPP
Generators | System | Samkurisckali 2 | Project Start Date | 31.12.2024 |  | - | 1 | 2024-12-31 |  |  | TYNDP dates |  | Candidate HPP
Generators | System | Samkurisckali 2 | WACC | 8,5 |  | % | 1 | [5 empty] | Candidate HPP
Generators | System | Samkurisckali 2 | Economic Life | 40 |  | yr | 1 | [5 empty] | Candidate HPP
Generators | System | Samkurisckali 2 | Max Units Built | 1 |  | - | 1 | 2024-12-31 |  |  |  |  | Candidate HPP
Generators | System | Shavi Aragvi | Expansion Optimality | Integer |  | - | 1 | [5 empty] | Candidate HPP
Generators | System | Shavi Aragvi | Units | 0 |  | - | 1 | [5 empty] | Candidate HPP
Generators | System | Shavi Aragvi | Max Capacity | 5,3 |  | MW | 1 | [5 empty] | Candidate HPP
Generators | System | Shavi Aragvi | VO&M Charge | 1,5 |  | $/MWh | 1 | [5 empty] | Candidate HPP
Generators | System | Shavi Aragvi | FO&M Charge | 13,91 |  | $/kW/yr | 1 | [5 empty] | Candidate HPP
Generators | System | Shavi Aragvi | Rating Factor | 100 | dry.csv | % | 1 |  |  |  | Dry |  | Candidate HPP
Generators | System | Shavi Aragvi | Rating Factor | 100 | flood.csv | % | 1 |  |  |  | Flood |  | Candidate HPP
Generators | System | Shavi Aragvi | Rating Factor | 100 | moderate.csv | % | 1 |  |  |  | Moderate |  | Candidate HPP
Generators | System | Shavi Aragvi | Build Cost | 1503 |  | $/kW | 1 | [5 empty] | Candidate HPP
Generators | System | Shavi Aragvi | Project Start Date | 01.12.2025 |  | - | 1 | 2025-12-01 |  |  | TYNDP dates |  | Candidate HPP
Generators | System | Shavi Aragvi | WACC | 10,22 |  | % | 1 | [5 empty] | Candidate HPP
Generators | System | Shavi Aragvi | Economic Life | 40 |  | yr | 1 | [5 empty] | Candidate HPP
Generators | System | Shavi Aragvi | Max Units Built | 1 |  | - | 1 | 2025-12-01 |  |  |  |  | Candidate HPP
Generators | System | Shavi Aragvi 1 | Expansion Optimality | Integer |  | - | 1 | [5 empty] | Candidate HPP
Generators | System | Shavi Aragvi 1 | Units | 0 |  | - | 1 | [5 empty] | Candidate HPP
Generators | System | Shavi Aragvi 1 | Max Capacity | 3 |  | MW | 1 | [5 empty] | Candidate HPP
Generators | System | Shavi Aragvi 1 | VO&M Charge | 1,5 |  | $/MWh | 1 | [5 empty] | Candidate HPP
Generators | System | Shavi Aragvi 1 | FO&M Charge | 17,44 |  | $/kW/yr | 1 | [5 empty] | Candidate HPP
Generators | System | Shavi Aragvi 1 | Rating Factor | 100 | dry.csv | % | 1 |  |  |  | Dry |  | Candidate HPP
Generators | System | Shavi Aragvi 1 | Rating Factor | 100 | flood.csv | % | 1 |  |  |  | Flood |  | Candidate HPP
Generators | System | Shavi Aragvi 1 | Rating Factor | 100 | moderate.csv | % | 1 |  |  |  | Moderate |  | Candidate HPP
Generators | System | Shavi Aragvi 1 | Build Cost | 1742 |  | $/kW | 1 | [5 empty] | Candidate HPP
Generators | System | Shavi Aragvi 1 | Project Start Date | 01.12.2025 |  | - | 1 | 2025-12-01 |  |  | TYNDP dates |  | Candidate HPP
Generators | System | Shavi Aragvi 1 | WACC | 11 |  | % | 1 | [5 empty] | Candidate HPP
Generators | System | Shavi Aragvi 1 | Economic Life | 40 |  | yr | 1 | [5 empty] | Candidate HPP
Generators | System | Shavi Aragvi 1 | Max Units Built | 1 |  | - | 1 | 2025-12-01 |  |  |  |  | Candidate HPP
Generators | System | small hydros <5 | Expansion Optimality | Integer |  | - | 1 | [5 empty] | Candidate HPP
Generators | System | small hydros <5 | Units | 0 |  | - | 1 | [5 empty] | Candidate HPP
Generators | System | small hydros <5 | Max Capacity | 1 |  | MW | 1 | [5 empty] | Candidate HPP
Generators | System | small hydros <5 | VO&M Charge | 1,5 |  | $/MWh | 1 | [5 empty] | Candidate HPP
Generators | System | small hydros <5 | FO&M Charge | 50,25 |  | $/kW/yr | 1 | [5 empty] | Candidate HPP
Generators | System | small hydros <5 | Rating Factor | 0 | dry.csv | % | 1 |  |  |  | Dry |  | Candidate HPP
Generators | System | small hydros <5 | Rating Factor | 0 | flood.csv | % | 1 |  |  |  | Flood |  | Candidate HPP
Generators | System | small hydros <5 | Rating Factor | 0 | moderate.csv | % | 1 |  |  |  | Moderate |  | Candidate HPP
Generators | System | small hydros <5 | Firm Capacity | 0 |  | MW | 1 | [5 empty] | Candidate HPP
Generators | System | small hydros <5 | Build Cost | 1590 |  | $/kW | 1 | [5 empty] | Candidate HPP
Generators | System | small hydros <5 | WACC | 10 |  | % | 1 | [5 empty] | Candidate HPP
Generators | System | small hydros <5 | Economic Life | 40 |  | yr | 1 | [5 empty] | Candidate HPP
Generators | System | small hydros <5 | Max Units Built | 4 |  | - | 1 | 2022-01-01 |  |  |  |  | Candidate HPP
Generators | System | small hydros <5 | Max Units Built | 7 |  | - | 1 | 2023-01-01 |  |  |  |  | Candidate HPP
Generators | System | small hydros <5 | Max Units Built | 21 |  | - | 1 | 2024-01-01 |  |  |  |  | Candidate HPP
Generators | System | small hydros <5 | Max Units Built | 24 |  | - | 1 | 2025-01-01 |  |  |  |  | Candidate HPP
Generators | System | small hydros <5 | Max Units Built | 12 |  | - | 1 | 2026-01-01 |  |  |  |  | Candidate HPP
Generators | System | Sorgiti 1 | Expansion Optimality | Integer |  | - | 1 | [5 empty] | Candidate HPP
Generators | System | Sorgiti 1 | Units | 0 |  | - | 1 | [5 empty] | Candidate HPP
Generators | System | Sorgiti 1 | Max Capacity | 13 |  | MW | 1 | [5 empty] | Candidate HPP
Generators | System | Sorgiti 1 | VO&M Charge | 1,5 |  | $/MWh | 1 | [5 empty] | Candidate HPP
Generators | System | Sorgiti 1 | FO&M Charge | 13,55 |  | $/kW/yr | 1 | [5 empty] | Candidate HPP
Generators | System | Sorgiti 1 | Rating Factor | 100 | dry.csv | % | 1 |  |  |  | Dry |  | Candidate HPP
Generators | System | Sorgiti 1 | Rating Factor | 100 | flood.csv | % | 1 |  |  |  | Flood |  | Candidate HPP
Generators | System | Sorgiti 1 | Rating Factor | 100 | moderate.csv | % | 1 |  |  |  | Moderate |  | Candidate HPP
Generators | System | Sorgiti 1 | Max Capacity Factor Month | 53 |  | % | 1 |  |  | M5-8 |  |  | Candidate HPP
Generators | System | Sorgiti 1 | Max Capacity Factor Month | 47 |  | % | 1 |  |  | M9-4 |  |  | Candidate HPP
Generators | System | Sorgiti 1 | Equity Charge | 486 |  | $/kW/yr | 1 | [5 empty] | Candidate HPP
Generators | System | Sorgiti 1 | Debt Charge | 1135 |  | $/kW/yr | 1 | [5 empty] | Candidate HPP
Generators | System | Sorgiti 1 | Build Cost | 1621 |  | $/kW | 1 | [5 empty] | Candidate HPP
Generators | System | Sorgiti 1 | Project Start Date | 01.12.2025 |  | - | 1 | 2025-12-01 |  |  | TYNDP dates |  | Candidate HPP
Generators | System | Sorgiti 1 | WACC | 10 |  | % | 1 | [5 empty] | Candidate HPP
Generators | System | Sorgiti 1 | Economic Life | 40 |  | yr | 1 | [5 empty] | Candidate HPP
Generators | System | Sorgiti 1 | Max Units Built | 1 |  | - | 1 | 2025-12-01 |  |  |  |  | Candidate HPP
Generators | System | Sorgiti 2 | Expansion Optimality | Integer |  | - | 1 | [5 empty] | Candidate HPP
Generators | System | Sorgiti 2 | Units | 0 |  | - | 1 | [5 empty] | Candidate HPP
Generators | System | Sorgiti 2 | Max Capacity | 10 |  | MW | 1 | [5 empty] | Candidate HPP
Generators | System | Sorgiti 2 | VO&M Charge | 1,5 |  | $/MWh | 1 | [5 empty] | Candidate HPP
Generators | System | Sorgiti 2 | FO&M Charge | 14,37 |  | $/kW/yr | 1 | [5 empty] | Candidate HPP
Generators | System | Sorgiti 2 | Rating Factor | 100 | dry.csv | % | 1 |  |  |  | Dry |  | Candidate HPP
Generators | System | Sorgiti 2 | Rating Factor | 100 | flood.csv | % | 1 |  |  |  | Flood |  | Candidate HPP
Generators | System | Sorgiti 2 | Rating Factor | 100 | moderate.csv | % | 1 |  |  |  | Moderate |  | Candidate HPP
Generators | System | Sorgiti 2 | Max Capacity Factor Month | 55,16 |  | % | 1 |  |  | M5-8 |  |  | Candidate HPP
Generators | System | Sorgiti 2 | Max Capacity Factor Month | 44,84 |  | % | 1 |  |  | M9-4 |  |  | Candidate HPP
Generators | System | Sorgiti 2 | Equity Charge | 563 |  | $/kW/yr | 1 | [5 empty] | Candidate HPP
Generators | System | Sorgiti 2 | Debt Charge | 1315 |  | $/kW/yr | 1 | [5 empty] | Candidate HPP
Generators | System | Sorgiti 2 | Build Cost | 1878 |  | $/kW | 1 | [5 empty] | Candidate HPP
Generators | System | Sorgiti 2 | Project Start Date | 01.12.2025 |  | - | 1 | 2025-12-01 |  |  | TYNDP dates |  | Candidate HPP
Generators | System | Sorgiti 2 | WACC | 10 |  | % | 1 | [5 empty] | Candidate HPP
Generators | System | Sorgiti 2 | Economic Life | 40 |  | yr | 1 | [5 empty] | Candidate HPP
Generators | System | Sorgiti 2 | Max Units Built | 1 |  | - | 1 | 2025-12-01 |  |  |  |  | Candidate HPP
Generators | System | Stori 1 | Expansion Optimality | Integer |  | - | 1 | [5 empty] | Candidate HPP
Generators | System | Stori 1 | Units | 1 |  | - | 1 | [5 empty] | Candidate HPP
Generators | System | Stori 1 | Max Capacity | 33,6 |  | MW | 1 | [5 empty] | Candidate HPP
Generators | System | Stori 1 | VO&M Charge | 1,5 |  | $/MWh | 1 | [5 empty] | Candidate HPP
Generators | System | Stori 1 | FO&M Charge | 8,99 |  | $/kW/yr | 1 | [5 empty] | Candidate HPP
Generators | System | Stori 1 | Rating Factor | 100 | dry.csv | % | 1 |  |  |  | Dry |  | Candidate HPP
Generators | System | Stori 1 | Rating Factor | 100 | flood.csv | % | 1 |  |  |  | Flood |  | Candidate HPP
Generators | System | Stori 1 | Rating Factor | 100 | moderate.csv | % | 1 |  |  |  | Moderate |  | Candidate HPP
Generators | System | Stori 1 | Build Cost | 1335 |  | $/kW | 1 | [5 empty] | Candidate HPP
Generators | System | Stori 1 | Project Start Date | 31.12.2023 |  | - | 1 | 2023-12-31 |  |  | TYNDP dates |  | Candidate HPP
Generators | System | Stori 1 | WACC | 9 |  | % | 1 | [5 empty] | Candidate HPP
Generators | System | Stori 1 | Economic Life | 40 |  | yr | 1 | [5 empty] | Candidate HPP
Generators | System | Stori 1 | Max Units Built | 1 |  | - | 1 | 2023-12-31 |  |  |  |  | Candidate HPP
Generators | System | Stori 2 | Expansion Optimality | Integer |  | - | 1 | [5 empty] | Candidate HPP
Generators | System | Stori 2 | Units | 0 |  | - | 1 | [5 empty] | Candidate HPP
Generators | System | Stori 2 | Max Capacity | 11,4 |  | MW | 1 | [5 empty] | Candidate HPP
Generators | System | Stori 2 | VO&M Charge | 1,5 |  | $/MWh | 1 | [5 empty] | Candidate HPP
Generators | System | Stori 2 | FO&M Charge | 14 |  | $/kW/yr | 1 | [5 empty] | Candidate HPP
Generators | System | Stori 2 | Rating Factor | 100 | dry.csv | % | 1 |  |  |  | Dry |  | Candidate HPP
Generators | System | Stori 2 | Rating Factor | 100 | flood.csv | % | 1 |  |  |  | Flood |  | Candidate HPP
Generators | System | Stori 2 | Rating Factor | 100 | moderate.csv | % | 1 |  |  |  | Moderate |  | Candidate HPP
Generators | System | Stori 2 | Build Cost | 1068 |  | $/kW | 1 | [5 empty] | Candidate HPP
Generators | System | Stori 2 | Project Start Date | 31.12.2026 |  | - | 1 | 2026-12-31 |  |  | TYNDP dates |  | Candidate HPP
Generators | System | Stori 2 | WACC | 10 |  | % | 1 | [5 empty] | Candidate HPP
Generators | System | Stori 2 | Economic Life | 22 |  | yr | 1 | [5 empty] | Candidate HPP
Generators | System | Stori 2 | Max Units Built | 1 |  | - | 1 | 2026-12-31 |  |  |  |  | Candidate HPP
Generators | System | Tbilisi hesi | Expansion Optimality | Integer |  | - | 1 | [5 empty] | Candidate HPP
Generators | System | Tbilisi hesi | Units | 0 |  | - | 1 | [5 empty] | Candidate HPP
Generators | System | Tbilisi hesi | Max Capacity | 20 |  | MW | 1 | [5 empty] | Candidate HPP
Generators | System | Tbilisi hesi | VO&M Charge | 1,5 |  | $/MWh | 1 | [5 empty] | Candidate HPP
Generators | System | Tbilisi hesi | FO&M Charge | 19 |  | $/kW/yr | 1 | [5 empty] | Candidate HPP
Generators | System | Tbilisi hesi | Rating Factor | 100 | dry.csv | % | 1 |  |  |  | Dry |  | Candidate HPP
Generators | System | Tbilisi hesi | Rating Factor | 100 | flood.csv | % | 1 |  |  |  | Flood |  | Candidate HPP
Generators | System | Tbilisi hesi | Rating Factor | 100 | moderate.csv | % | 1 |  |  |  | Moderate |  | Candidate HPP
Generators | System | Tbilisi hesi | Build Cost | 1641 |  | $/kW | 1 | [5 empty] | Candidate HPP
Generators | System | Tbilisi hesi | Project Start Date | 01.12.2025 |  | - | 1 | 2025-12-01 |  |  | TYNDP dates |  | Candidate HPP
Generators | System | Tbilisi hesi | WACC | 18,46 |  | % | 1 | [5 empty] | Candidate HPP
Generators | System | Tbilisi hesi | Economic Life | 40 |  | yr | 1 | [5 empty] | Candidate HPP
Generators | System | Tbilisi hesi | Max Units Built | 1 |  | - | 1 | 2025-12-01 |  |  |  |  | Candidate HPP
Generators | System | Tekhuri cascade | Expansion Optimality | Integer |  | - | 1 | [5 empty] | Candidate HPP
Generators | System | Tekhuri cascade | Units | 0 |  | - | 1 | [5 empty] | Candidate HPP
Generators | System | Tekhuri cascade | Max Capacity | 112 |  | MW | 1 | [5 empty] | Candidate HPP
Generators | System | Tekhuri cascade | VO&M Charge | 1,5 |  | $/MWh | 1 | [5 empty] | Candidate HPP
Generators | System | Tekhuri cascade | FO&M Charge | 15 |  | $/kW/yr | 1 | [5 empty] | Candidate HPP
Generators | System | Tekhuri cascade | Rating Factor | 100 | dry.csv | % | 1 |  |  |  | Dry |  | Candidate HPP
Generators | System | Tekhuri cascade | Rating Factor | 100 | flood.csv | % | 1 |  |  |  | Flood |  | Candidate HPP
Generators | System | Tekhuri cascade | Rating Factor | 100 | moderate.csv | % | 1 |  |  |  | Moderate |  | Candidate HPP
Generators | System | Tekhuri cascade | Build Cost | 1862 |  | $/kW | 1 | [5 empty] | Candidate HPP
Generators | System | Tekhuri cascade | Project Start Date | 31.12.2027 |  | - | 1 | 2027-12-31 |  |  | TYNDP dates |  | Candidate HPP
Generators | System | Tekhuri cascade | WACC | 10 |  | % | 1 | [5 empty] | Candidate HPP
Generators | System | Tekhuri cascade | Economic Life | 40 |  | yr | 1 | [5 empty] | Candidate HPP
Generators | System | Tekhuri cascade | Max Units Built | 1 |  | - | 1 | 2027-12-31 |  |  |  |  | Candidate HPP
Generators | System | Torzila | Expansion Optimality | Integer |  | - | 1 | [5 empty] | Candidate HPP
Generators | System | Torzila | Units | 0 |  | - | 1 | [5 empty] | Candidate HPP
Generators | System | Torzila | Max Capacity | 1686 |  | MW | 1 | [5 empty] | Candidate HPP
Generators | System | Torzila | VO&M Charge | 1,5 |  | $/MWh | 1 | [5 empty] | Candidate HPP
Generators | System | Torzila | FO&M Charge | 17,34 |  | $/kW/yr | 1 | [5 empty] | Candidate HPP
Generators | System | Torzila | Rating Factor | 100 | dry.csv | % | 1 |  |  |  | Dry |  | Candidate HPP
Generators | System | Torzila | Rating Factor | 100 | flood.csv | % | 1 |  |  |  | Flood |  | Candidate HPP
Generators | System | Torzila | Rating Factor | 100 | moderate.csv | % | 1 |  |  |  | Moderate |  | Candidate HPP
Generators | System | Torzila | Build Cost | 1672 |  | $/kW | 1 | [5 empty] | Candidate HPP
Generators | System | Torzila | Project Start Date | 14.01.2025 |  | - | 1 | 2025-01-14 |  |  | TYNDP dates |  | Candidate HPP
Generators | System | Torzila | WACC | 11,2 |  | % | 1 | [5 empty] | Candidate HPP
Generators | System | Torzila | Economic Life | 40 |  | yr | 1 | [5 empty] | Candidate HPP
Generators | System | Torzila | Max Units Built | 1 |  | - | 1 | 2025-01-14 |  |  |  |  | Candidate HPP
Generators | System | Tskhelistskali 1 hesi | Expansion Optimality | Integer |  | - | 1 | [5 empty] | Candidate HPP
Generators | System | Tskhelistskali 1 hesi | Units | 0 |  | - | 1 | [5 empty] | Candidate HPP
Generators | System | Tskhelistskali 1 hesi | Max Capacity | 22,3 |  | MW | 1 | [5 empty] | Candidate HPP
Generators | System | Tskhelistskali 1 hesi | VO&M Charge | 1,5 |  | $/MWh | 1 | [5 empty] | Candidate HPP
Generators | System | Tskhelistskali 1 hesi | FO&M Charge | 8 |  | $/kW/yr | 1 | [5 empty] | Candidate HPP
Generators | System | Tskhelistskali 1 hesi | Rating Factor | 100 | dry.csv | % | 1 |  |  |  | Dry |  | Candidate HPP
Generators | System | Tskhelistskali 1 hesi | Rating Factor | 100 | flood.csv | % | 1 |  |  |  | Flood |  | Candidate HPP
Generators | System | Tskhelistskali 1 hesi | Rating Factor | 100 | moderate.csv | % | 1 |  |  |  | Moderate |  | Candidate HPP
Generators | System | Tskhelistskali 1 hesi | Build Cost | 796 |  | $/kW | 1 | [5 empty] | Candidate HPP
Generators | System | Tskhelistskali 1 hesi | Project Start Date | 31.12.2027 |  | - | 1 | 2027-12-31 |  |  | TYNDP dates |  | Candidate HPP
Generators | System | Tskhelistskali 1 hesi | WACC | 11 |  | % | 1 | [5 empty] | Candidate HPP
Generators | System | Tskhelistskali 1 hesi | Economic Life | 40 |  | yr | 1 | [5 empty] | Candidate HPP
Generators | System | Tskhelistskali 1 hesi | Max Units Built | 1 |  | - | 1 | 2027-12-31 |  |  |  |  | Candidate HPP
Generators | System | Tskhenisthskils cascade | Units | 0 |  | - | 1 | [5 empty] | Candidate HPP
Generators | System | Tskhenisthskils cascade | Max Capacity | 357 |  | MW | 1 | [5 empty] | Candidate HPP
Generators | System | Tskhenisthskils cascade | FO&M Charge | 12 |  | $/kW/yr | 1 | [5 empty] | Candidate HPP
Generators | System | Tskhenisthskils cascade | Rating Factor | 100 | dry.csv | % | 1 |  |  |  | Dry |  | Candidate HPP
Generators | System | Tskhenisthskils cascade | Rating Factor | 100 | flood.csv | % | 1 |  |  |  | Flood |  | Candidate HPP
Generators | System | Tskhenisthskils cascade | Rating Factor | 100 | moderate.csv | % | 1 |  |  |  | Moderate |  | Candidate HPP
Generators | System | Tskhenisthskils cascade | Build Cost | 2047 |  | $/kW | 1 | [5 empty] | Candidate HPP
Generators | System | Tskhenisthskils cascade | WACC | 10 |  | % | 1 | [5 empty] | Candidate HPP
Generators | System | Tskhenisthskils cascade | Economic Life | 30 |  | yr | 1 | [5 empty] | Candidate HPP
Generators | System | Tskhenisthskils cascade | Max Units Built | 1 |  | - | 1 | 2035-12-31 |  |  |  |  | Candidate HPP
Generators | System | udzulaurta | Expansion Optimality | Integer |  | - | 1 | [5 empty] | Candidate HPP
Generators | System | udzulaurta | Units | 0 |  | - | 1 | [5 empty] | Candidate HPP
Generators | System | udzulaurta | Max Capacity | 8,48 |  | MW | 1 | [5 empty] | Candidate HPP
Generators | System | udzulaurta | VO&M Charge | 1,5 |  | $/MWh | 1 | [5 empty] | Candidate HPP
Generators | System | udzulaurta | FO&M Charge | 14 |  | $/kW/yr | 1 | [5 empty] | Candidate HPP
Generators | System | udzulaurta | Rating Factor | 100 | dry.csv | % | 1 |  |  |  | Dry |  | Candidate HPP
Generators | System | udzulaurta | Rating Factor | 100 | flood.csv | % | 1 |  |  |  | Flood |  | Candidate HPP
Generators | System | udzulaurta | Rating Factor | 100 | moderate.csv | % | 1 |  |  |  | Moderate |  | Candidate HPP
Generators | System | udzulaurta | Build Cost | 1333 |  | $/kW | 1 | [5 empty] | Candidate HPP
Generators | System | udzulaurta | Project Start Date | 31.12.2024 |  | - | 1 | 2024-12-31 |  |  | TYNDP dates |  | Candidate HPP
Generators | System | udzulaurta | WACC | 10,45 |  | % | 1 | [5 empty] | Candidate HPP
Generators | System | udzulaurta | Economic Life | 40 |  | yr | 1 | [5 empty] | Candidate HPP
Generators | System | udzulaurta | Max Units Built | 1 |  | - | 1 | 2024-12-31 |  |  |  |  | Candidate HPP
Generators | System | Zarzma | Expansion Optimality | Integer |  | - | 1 | [5 empty] | Candidate HPP
Generators | System | Zarzma | Units | 0 |  | - | 1 | [5 empty] | Candidate HPP
Generators | System | Zarzma | Max Capacity | 5,67 |  | MW | 1 | [5 empty] | Candidate HPP
Generators | System | Zarzma | VO&M Charge | 1,5 |  | $/MWh | 1 | [5 empty] | Candidate HPP
Generators | System | Zarzma | FO&M Charge | 8 |  | $/kW/yr | 1 | [5 empty] | Candidate HPP
Generators | System | Zarzma | Rating Factor | 100 | dry.csv | % | 1 |  |  |  | Dry |  | Candidate HPP
Generators | System | Zarzma | Rating Factor | 100 | flood.csv | % | 1 |  |  |  | Flood |  | Candidate HPP
Generators | System | Zarzma | Rating Factor | 100 | moderate.csv | % | 1 |  |  |  | Moderate |  | Candidate HPP
Generators | System | Zarzma | Build Cost | 1301 |  | $/kW | 1 | [5 empty] | Candidate HPP
Generators | System | Zarzma | Project Start Date | 30.06.2027 |  | - | 1 | 2027-06-30 |  |  | TYNDP dates |  | Candidate HPP
Generators | System | Zarzma | WACC | 10,22 |  | % | 1 | [5 empty] | Candidate HPP
Generators | System | Zarzma | Economic Life | 20 |  | yr | 1 | [5 empty] | Candidate HPP
Generators | System | Zarzma | Max Units Built | 1 |  | - | 1 | 2027-06-30 |  |  |  |  | Candidate HPP
Generators | System | Zemo Karabulakhi | Expansion Optimality | Integer |  | - | 1 | [5 empty] | Candidate HPP
Generators | System | Zemo Karabulakhi | Units | 0 |  | - | 1 | [5 empty] | Candidate HPP
Generators | System | Zemo Karabulakhi | Max Capacity | 1,03 |  | MW | 1 | [5 empty] | Candidate HPP
Generators | System | Zemo Karabulakhi | VO&M Charge | 1,5 |  | $/MWh | 1 | [5 empty] | Candidate HPP
Generators | System | Zemo Karabulakhi | FO&M Charge | 20 |  | $/kW/yr | 1 | [5 empty] | Candidate HPP
Generators | System | Zemo Karabulakhi | Rating Factor | 100 | dry.csv | % | 1 |  |  |  | Dry |  | Candidate HPP
Generators | System | Zemo Karabulakhi | Rating Factor | 100 | flood.csv | % | 1 |  |  |  | Flood |  | Candidate HPP
Generators | System | Zemo Karabulakhi | Rating Factor | 100 | moderate.csv | % | 1 |  |  |  | Moderate |  | Candidate HPP
Generators | System | Zemo Karabulakhi | Build Cost | 1903 |  | $/kW | 1 | [5 empty] | Candidate HPP
Generators | System | Zemo Karabulakhi | Project Start Date | 01.12.2024 |  | - | 1 | 2024-12-01 |  |  | TYNDP dates |  | Candidate HPP
Generators | System | Zemo Karabulakhi | WACC | 11 |  | % | 1 | [5 empty] | Candidate HPP
Generators | System | Zemo Karabulakhi | Economic Life | 40 |  | yr | 1 | [5 empty] | Candidate HPP
Generators | System | Zemo Karabulakhi | Max Units Built | 1 |  | - | 1 | 2024-12-01 |  |  |  |  | Candidate HPP
Generators | System | Zeskho 1 | Expansion Optimality | Integer |  | - | 1 | [5 empty] | Candidate HPP
Generators | System | Zeskho 1 | Units | 0 |  | - | 1 | [5 empty] | Candidate HPP
Generators | System | Zeskho 1 | Max Capacity | 20,3 |  | MW | 1 | [5 empty] | Candidate HPP
Generators | System | Zeskho 1 | VO&M Charge | 1,5 |  | $/MWh | 1 | [5 empty] | Candidate HPP
Generators | System | Zeskho 1 | FO&M Charge | 19 |  | $/kW/yr | 1 | [5 empty] | Candidate HPP
Generators | System | Zeskho 1 | Rating Factor | 100 | dry.csv | % | 1 |  |  |  | Dry |  | Candidate HPP
Generators | System | Zeskho 1 | Rating Factor | 100 | flood.csv | % | 1 |  |  |  | Flood |  | Candidate HPP
Generators | System | Zeskho 1 | Rating Factor | 100 | moderate.csv | % | 1 |  |  |  | Moderate |  | Candidate HPP
Generators | System | Zeskho 1 | Build Cost | 1641 |  | $/kW | 1 | [5 empty] | Candidate HPP
Generators | System | Zeskho 1 | Project Start Date | 31.12.2027 |  | - | 1 | 2027-12-31 |  |  | TYNDP dates |  | Candidate HPP
Generators | System | Zeskho 1 | WACC | 18,46 |  | % | 1 | [5 empty] | Candidate HPP
Generators | System | Zeskho 1 | Economic Life | 12 |  | yr | 1 | [5 empty] | Candidate HPP
Generators | System | Zeskho 1 | Max Units Built | 1 |  | - | 1 | 2027-12-31 |  |  |  |  | Candidate HPP
Generators | System | Zeskho 2 | Expansion Optimality | Integer |  | - | 1 | [5 empty] | Candidate HPP
Generators | System | Zeskho 2 | Units | 0 |  | - | 1 | [5 empty] | Candidate HPP
Generators | System | Zeskho 2 | Max Capacity | 6,98 |  | MW | 1 | [5 empty] | Candidate HPP
Generators | System | Zeskho 2 | VO&M Charge | 1,5 |  | $/MWh | 1 | [5 empty] | Candidate HPP
Generators | System | Zeskho 2 | FO&M Charge | 15 |  | $/kW/yr | 1 | [5 empty] | Candidate HPP
Generators | System | Zeskho 2 | Rating Factor | 100 | dry.csv | % | 1 |  |  |  | Dry |  | Candidate HPP
Generators | System | Zeskho 2 | Rating Factor | 100 | flood.csv | % | 1 |  |  |  | Flood |  | Candidate HPP
Generators | System | Zeskho 2 | Rating Factor | 100 | moderate.csv | % | 1 |  |  |  | Moderate |  | Candidate HPP
Generators | System | Zeskho 2 | Build Cost | 1545 |  | $/kW | 1 | [5 empty] | Candidate HPP
Generators | System | Zeskho 2 | Project Start Date | 31.12.2027 |  | - | 1 | 2027-12-31 |  |  | TYNDP dates |  | Candidate HPP
Generators | System | Zeskho 2 | WACC | 11,14 |  | % | 1 | [5 empty] | Candidate HPP
Generators | System | Zeskho 2 | Economic Life | 40 |  | yr | 1 | [5 empty] | Candidate HPP
Generators | System | Zeskho 2 | Max Units Built | 1 |  | - | 1 | 2027-12-31 |  |  |  |  | Candidate HPP
Generators | System | Zoti hesi | Expansion Optimality | Integer |  | - | 1 | [5 empty] | Candidate HPP
Generators | System | Zoti hesi | Units | 0 |  | - | 1 | [5 empty] | Candidate HPP
Generators | System | Zoti hesi | Max Capacity | 46,1 |  | MW | 1 | [5 empty] | Candidate HPP
Generators | System | Zoti hesi | VO&M Charge | 1,5 |  | $/MWh | 1 | [5 empty] | Candidate HPP
Generators | System | Zoti hesi | FO&M Charge | 22 |  | $/kW/yr | 1 | [5 empty] | Candidate HPP
Generators | System | Zoti hesi | Rating Factor | 100 | dry.csv | % | 1 |  |  |  | Dry |  | Candidate HPP
Generators | System | Zoti hesi | Rating Factor | 100 | flood.csv | % | 1 |  |  |  | Flood |  | Candidate HPP
Generators | System | Zoti hesi | Rating Factor | 100 | moderate.csv | % | 1 |  |  |  | Moderate |  | Candidate HPP
Generators | System | Zoti hesi | Build Cost | 2350 |  | $/kW | 1 | [5 empty] | Candidate HPP
Generators | System | Zoti hesi | Project Start Date | 01.03.2024 |  | - | 1 | 2024-03-01 |  |  | TYNDP dates |  | Candidate HPP
Generators | System | Zoti hesi | WACC | 9 |  | % | 1 | [5 empty] | Candidate HPP
Generators | System | Zoti hesi | Economic Life | 40 |  | yr | 1 | [5 empty] | Candidate HPP
Generators | System | Zoti hesi | Max Units Built | 1 |  | - | 1 | 2024-03-01 |  |  |  |  | Candidate HPP
Generator.Constraints | Namakhvani - L | namakhvani build | Units Built Coefficient | 3 |  | - | 1 | [5 empty] | -
Generator.Constraints | Namakhvani - U | namakhvani build | Units Built Coefficient | -2 |  | - | 1 | [5 empty] | -
Reserve.Generators | AFRR - Down | Khudoni | Max Response Factor | 100 |  | % | 1 | [5 empty] | Candidate HPP
Reserve.Generators | AFRR - Down | Namakhvani - L | Max Response Factor | 100 |  | % | 1 | [5 empty] | Candidate HPP
Reserve.Generators | AFRR - Down | Namakhvani - U | Max Response Factor | 100 |  | % | 1 | [5 empty] | Candidate HPP
Reserve.Generators | AFRR - Down | Nenskra | Max Response Factor | 100 |  | % | 1 | [5 empty] | Candidate HPP
Reserve.Generators | AFRR - UP | Khudoni | Max Response Factor | 100 |  | % | 1 | [5 empty] | Candidate HPP
Reserve.Generators | AFRR - UP | Namakhvani - L | Max Response Factor | 100 |  | % | 1 | [5 empty] | Candidate HPP
Reserve.Generators | AFRR - UP | Namakhvani - U | Max Response Factor | 100 |  | % | 1 | [5 empty] | Candidate HPP
Reserve.Generators | AFRR - UP | Nenskra | Max Response Factor | 100 |  | % | 1 | [5 empty] | Candidate HPP
Reserve.Generators | AFRR PV - Down | Khudoni | Max Response Factor | 100 |  | % | 1 | [5 empty] | Candidate HPP
Reserve.Generators | AFRR PV - Down | Namakhvani - L | Max Response Factor | 100 |  | % | 1 | [5 empty] | Candidate HPP
Reserve.Generators | AFRR PV - Down | Namakhvani - U | Max Response Factor | 100 |  | % | 1 | [5 empty] | Candidate HPP
Reserve.Generators | AFRR PV - Down | Nenskra | Max Response Factor | 100 |  | % | 1 | [5 empty] | Candidate HPP
Reserve.Generators | AFRR PV - UP | Khudoni | Max Response Factor | 100 |  | % | 1 | [5 empty] | Candidate HPP
Reserve.Generators | AFRR PV - UP | Namakhvani - L | Max Response Factor | 100 |  | % | 1 | [5 empty] | Candidate HPP
Reserve.Generators | AFRR PV - UP | Namakhvani - U | Max Response Factor | 100 |  | % | 1 | [5 empty] | Candidate HPP
Reserve.Generators | AFRR PV - UP | Nenskra | Max Response Factor | 100 |  | % | 1 | [5 empty] | Candidate HPP
Reserve.Generators | FCR - Down | Khudoni | Max Response Factor | 100 |  | % | 1 | [5 empty] | Candidate HPP
Reserve.Generators | FCR - Down | Namakhvani - L | Max Response Factor | 100 |  | % | 1 | [5 empty] | Candidate HPP
Reserve.Generators | FCR - Down | Namakhvani - U | Max Response Factor | 100 |  | % | 1 | [5 empty] | Candidate HPP
Reserve.Generators | FCR - Down | Nenskra | Max Response Factor | 100 |  | % | 1 | [5 empty] | Candidate HPP
Reserve.Generators | FCR - UP | Khudoni | Max Response Factor | 100 |  | % | 1 | [5 empty] | Candidate HPP
Reserve.Generators | FCR - UP | Namakhvani - L | Max Response Factor | 100 |  | % | 1 | [5 empty] | Candidate HPP
Reserve.Generators | FCR - UP | Namakhvani - U | Max Response Factor | 100 |  | % | 1 | [5 empty] | Candidate HPP
Reserve.Generators | FCR - UP | Nenskra | Max Response Factor | 100 |  | % | 1 | [5 empty] | Candidate HPP
Reserve.Generators | FCR PV - Down | Khudoni | Max Response Factor | 100 |  | % | 1 | [5 empty] | Candidate HPP
Reserve.Generators | FCR PV - Down | Namakhvani - L | Max Response Factor | 100 |  | % | 1 | [5 empty] | Candidate HPP
Reserve.Generators | FCR PV - Down | Namakhvani - U | Max Response Factor | 100 |  | % | 1 | [5 empty] | Candidate HPP
Reserve.Generators | FCR PV - Down | Nenskra | Max Response Factor | 100 |  | % | 1 | [5 empty] | Candidate HPP
Reserve.Generators | FCR PV - UP | Khudoni | Max Response Factor | 100 |  | % | 1 | [5 empty] | Candidate HPP
Reserve.Generators | FCR PV - UP | Namakhvani - L | Max Response Factor | 100 |  | % | 1 | [5 empty] | Candidate HPP
Reserve.Generators | FCR PV - UP | Namakhvani - U | Max Response Factor | 100 |  | % | 1 | [5 empty] | Candidate HPP
Reserve.Generators | FCR PV - UP | Nenskra | Max Response Factor | 100 |  | % | 1 | [5 empty] | Candidate HPP
Reserve.Generators | MFRR - Down | Khudoni | Max Response Factor | 100 |  | % | 1 | [5 empty] | Candidate HPP
Reserve.Generators | MFRR - UP | Khudoni | Max Response Factor | 100 |  | % | 1 | [5 empty] | Candidate HPP
Reserve.Generators | MFRR PV - Down | Khudoni | Max Response Factor | 100 |  | % | 1 | [5 empty] | Candidate HPP
Reserve.Generators | MFRR PV - UP | Khudoni | Max Response Factor | 100 |  | % | 1 | [5 empty] | Candidate HPP
Reserve.Generators | RR | Khudoni | Max Response Factor | 100 |  | % | 1 | [5 empty] | Candidate HPP

## Candidate Wind Farm
Collection | Parent Object | Child Object | Property | Value | Data File | Units | Band | Date From | Date To | Timeslice | Scenario | Memo | Category
Generators | System | Central wind farm | Units | 1 |  | - | 1 | [5 empty] | Candidate Wind Farms
Generators | System | Central wind farm | Max Capacity | 50 |  | MW | 1 | [5 empty] | Candidate Wind Farms
Generators | System | Central wind farm | FO&M Charge | 40,03 |  | $/kW/yr | 1 | [5 empty] | Candidate Wind Farms
Generators | System | Central wind farm | Rating Factor | 65 | Rikoti Pu.csv | % | 1 | [5 empty] | Candidate Wind Farms
Generators | System | Central wind farm | Rating Factor | 40 |  | % | 1 |  |  | M01 | NO |  | Candidate Wind Farms
Generators | System | Central wind farm | Rating Factor | 42,01 |  | % | 1 |  |  | M02 | NO |  | Candidate Wind Farms
Generators | System | Central wind farm | Rating Factor | 50,02 |  | % | 1 |  |  | M03 | NO |  | Candidate Wind Farms
Generators | System | Central wind farm | Rating Factor | 50,21 |  | % | 1 |  |  | M04 | NO |  | Candidate Wind Farms
Generators | System | Central wind farm | Rating Factor | 42,95 |  | % | 1 |  |  | M05 | NO |  | Candidate Wind Farms
Generators | System | Central wind farm | Rating Factor | 42,44 |  | % | 1 |  |  | M06 | NO |  | Candidate Wind Farms
Generators | System | Central wind farm | Rating Factor | 37,76 |  | % | 1 |  |  | M07 | NO |  | Candidate Wind Farms
Generators | System | Central wind farm | Rating Factor | 46,62 |  | % | 1 |  |  | M08 | NO |  | Candidate Wind Farms
Generators | System | Central wind farm | Rating Factor | 37,08 |  | % | 1 |  |  | M09 | NO |  | Candidate Wind Farms
Generators | System | Central wind farm | Rating Factor | 49,66 |  | % | 1 |  |  | M10 | NO |  | Candidate Wind Farms
Generators | System | Central wind farm | Rating Factor | 41,15 |  | % | 1 |  |  | M11 | NO |  | Candidate Wind Farms
Generators | System | Central wind farm | Rating Factor | 33,83 |  | % | 1 |  |  | M12 | NO |  | Candidate Wind Farms
Generators | System | Central wind farm | Firm Capacity | 5 |  | MW | 1 | [5 empty] | Candidate Wind Farms
Generators | System | Central wind farm | Build Cost | 1320,97 |  | $/kW | 1 | [5 empty] | Candidate Wind Farms
Generators | System | Central wind farm | WACC | 9,7 |  | % | 1 | [5 empty] | Candidate Wind Farms
Generators | System | Central wind farm | Economic Life | 25 |  | yr | 1 | [5 empty] | Candidate Wind Farms
Generators | System | Central wind farm | Max Units Built | 0 |  | - | 1 | 2023-01-01 |  |  |  |  | Candidate Wind Farms
Generators | System | Central wind farm | Min Units Built | 0 |  | - | 1 | [5 empty] | Candidate Wind Farms
Generators | System | Central wind farm 1 | Units | 1 |  | - | 1 | [5 empty] | Candidate Wind Farms
Generators | System | Central wind farm 1 | Max Capacity | 50 |  | MW | 1 | [5 empty] | Candidate Wind Farms
Generators | System | Central wind farm 1 | FO&M Charge | 40,03 |  | $/kW/yr | 1 | [5 empty] | Candidate Wind Farms
Generators | System | Central wind farm 1 | Rating Factor | 65 | Rikoti Pu.csv | % | 1 | [5 empty] | Candidate Wind Farms
Generators | System | Central wind farm 1 | Rating Factor | 40 |  | % | 1 |  |  | M01 | NO |  | Candidate Wind Farms
Generators | System | Central wind farm 1 | Rating Factor | 42,01 |  | % | 1 |  |  | M02 | NO |  | Candidate Wind Farms
Generators | System | Central wind farm 1 | Rating Factor | 50,02 |  | % | 1 |  |  | M03 | NO |  | Candidate Wind Farms
Generators | System | Central wind farm 1 | Rating Factor | 50,21 |  | % | 1 |  |  | M04 | NO |  | Candidate Wind Farms
Generators | System | Central wind farm 1 | Rating Factor | 42,95 |  | % | 1 |  |  | M05 | NO |  | Candidate Wind Farms
Generators | System | Central wind farm 1 | Rating Factor | 42,44 |  | % | 1 |  |  | M06 | NO |  | Candidate Wind Farms
Generators | System | Central wind farm 1 | Rating Factor | 37,76 |  | % | 1 |  |  | M07 | NO |  | Candidate Wind Farms
Generators | System | Central wind farm 1 | Rating Factor | 46,62 |  | % | 1 |  |  | M08 | NO |  | Candidate Wind Farms
Generators | System | Central wind farm 1 | Rating Factor | 37,08 |  | % | 1 |  |  | M09 | NO |  | Candidate Wind Farms
Generators | System | Central wind farm 1 | Rating Factor | 49,66 |  | % | 1 |  |  | M10 | NO |  | Candidate Wind Farms
Generators | System | Central wind farm 1 | Rating Factor | 41,15 |  | % | 1 |  |  | M11 | NO |  | Candidate Wind Farms
Generators | System | Central wind farm 1 | Rating Factor | 33,83 |  | % | 1 |  |  | M12 | NO |  | Candidate Wind Farms
Generators | System | Central wind farm 1 | Firm Capacity | 5 |  | MW | 1 | [5 empty] | Candidate Wind Farms
Generators | System | Central wind farm 1 | Build Cost | 1320,97 |  | $/kW | 1 | [5 empty] | Candidate Wind Farms
Generators | System | Central wind farm 1 | WACC | 9,7 |  | % | 1 | [5 empty] | Candidate Wind Farms
Generators | System | Central wind farm 1 | Economic Life | 25 |  | yr | 1 | [5 empty] | Candidate Wind Farms
Generators | System | Central wind farm 1 | Max Units Built | 0 |  | - | 1 | 2023-01-01 |  |  |  |  | Candidate Wind Farms
Generators | System | Central wind farm 1 | Min Units Built | 0 |  | - | 1 | [5 empty] | Candidate Wind Farms
Generators | System | Central wind farm 2 | Units | 0 |  | - | 1 | [5 empty] | Candidate Wind Farms
Generators | System | Central wind farm 2 | Max Capacity | 20 |  | MW | 1 | [5 empty] | Candidate Wind Farms
Generators | System | Central wind farm 2 | FO&M Charge | 40,03 |  | $/kW/yr | 1 | [5 empty] | Candidate Wind Farms
Generators | System | Central wind farm 2 | Rating Factor | 65 | Rikoti Pu.csv | % | 1 | [5 empty] | Candidate Wind Farms
Generators | System | Central wind farm 2 | Rating Factor | 40 |  | % | 1 |  |  | M01 | NO |  | Candidate Wind Farms
Generators | System | Central wind farm 2 | Rating Factor | 42,01 |  | % | 1 |  |  | M02 | NO |  | Candidate Wind Farms
Generators | System | Central wind farm 2 | Rating Factor | 50,02 |  | % | 1 |  |  | M03 | NO |  | Candidate Wind Farms
Generators | System | Central wind farm 2 | Rating Factor | 50,21 |  | % | 1 |  |  | M04 | NO |  | Candidate Wind Farms
Generators | System | Central wind farm 2 | Rating Factor | 42,95 |  | % | 1 |  |  | M05 | NO |  | Candidate Wind Farms
Generators | System | Central wind farm 2 | Rating Factor | 42,44 |  | % | 1 |  |  | M06 | NO |  | Candidate Wind Farms
Generators | System | Central wind farm 2 | Rating Factor | 37,76 |  | % | 1 |  |  | M07 | NO |  | Candidate Wind Farms
Generators | System | Central wind farm 2 | Rating Factor | 46,62 |  | % | 1 |  |  | M08 | NO |  | Candidate Wind Farms
Generators | System | Central wind farm 2 | Rating Factor | 37,08 |  | % | 1 |  |  | M09 | NO |  | Candidate Wind Farms
Generators | System | Central wind farm 2 | Rating Factor | 49,66 |  | % | 1 |  |  | M10 | NO |  | Candidate Wind Farms
Generators | System | Central wind farm 2 | Rating Factor | 41,15 |  | % | 1 |  |  | M11 | NO |  | Candidate Wind Farms
Generators | System | Central wind farm 2 | Rating Factor | 33,83 |  | % | 1 |  |  | M12 | NO |  | Candidate Wind Farms
Generators | System | Central wind farm 2 | Firm Capacity | 2 |  | MW | 1 | [5 empty] | Candidate Wind Farms
Generators | System | Central wind farm 2 | Build Cost | 1320,97 |  | $/kW | 1 | [5 empty] | Candidate Wind Farms
Generators | System | Central wind farm 2 | WACC | 9,7 |  | % | 1 | [5 empty] | Candidate Wind Farms
Generators | System | Central wind farm 2 | Economic Life | 25 |  | yr | 1 | [5 empty] | Candidate Wind Farms
Generators | System | Central wind farm 2 | Max Units Built | 0 |  | - | 1 | [5 empty] | Candidate Wind Farms
Generators | System | Central wind farm 2 | Min Units Built | 1 |  | - | 1 | [5 empty] | Candidate Wind Farms
Generators | System | GEDF - Nadarbazevi | Units | 1 |  | - | 1 |  |  |  |  | 1 | Candidate Wind Farms
Generators | System | GEDF - Nadarbazevi | Max Capacity | 50 |  | MW | 1 | [5 empty] | Candidate Wind Farms
Generators | System | GEDF - Nadarbazevi | FO&M Charge | 40,03 |  | $/kW/yr | 1 | [5 empty] | Candidate Wind Farms
Generators | System | GEDF - Nadarbazevi | Rating Factor | 50 | Qartli PU.csv | % | 1 | [5 empty] | Candidate Wind Farms
Generators | System | GEDF - Nadarbazevi | Rating Factor | 40 |  | % | 1 |  |  | M01 | NO |  | Candidate Wind Farms
Generators | System | GEDF - Nadarbazevi | Rating Factor | 42,01 |  | % | 1 |  |  | M02 | NO |  | Candidate Wind Farms
Generators | System | GEDF - Nadarbazevi | Rating Factor | 50,02 |  | % | 1 |  |  | M03 | NO |  | Candidate Wind Farms
Generators | System | GEDF - Nadarbazevi | Rating Factor | 50,21 |  | % | 1 |  |  | M04 | NO |  | Candidate Wind Farms
Generators | System | GEDF - Nadarbazevi | Rating Factor | 42,95 |  | % | 1 |  |  | M05 | NO |  | Candidate Wind Farms
Generators | System | GEDF - Nadarbazevi | Rating Factor | 42,44 |  | % | 1 |  |  | M06 | NO |  | Candidate Wind Farms
Generators | System | GEDF - Nadarbazevi | Rating Factor | 37,76 |  | % | 1 |  |  | M07 | NO |  | Candidate Wind Farms
Generators | System | GEDF - Nadarbazevi | Rating Factor | 46,62 |  | % | 1 |  |  | M08 | NO |  | Candidate Wind Farms
Generators | System | GEDF - Nadarbazevi | Rating Factor | 37,08 |  | % | 1 |  |  | M09 | NO |  | Candidate Wind Farms
Generators | System | GEDF - Nadarbazevi | Rating Factor | 49,66 |  | % | 1 |  |  | M10 | NO |  | Candidate Wind Farms
Generators | System | GEDF - Nadarbazevi | Rating Factor | 41,15 |  | % | 1 |  |  | M11 | NO |  | Candidate Wind Farms
Generators | System | GEDF - Nadarbazevi | Rating Factor | 33,83 |  | % | 1 |  |  | M12 | NO |  | Candidate Wind Farms
Generators | System | GEDF - Nadarbazevi | Firm Capacity | 5 |  | MW | 1 | [5 empty] | Candidate Wind Farms
Generators | System | GEDF - Nadarbazevi | Build Cost | 1320,97 |  | $/kW | 1 | [5 empty] | Candidate Wind Farms
Generators | System | GEDF - Nadarbazevi | WACC | 9,7 |  | % | 1 | [5 empty] | Candidate Wind Farms
Generators | System | GEDF - Nadarbazevi | Economic Life | 25 |  | yr | 1 | [5 empty] | Candidate Wind Farms
Generators | System | GEDF - Nadarbazevi | Max Units Built | 0 |  | - | 1 | 2023-01-01 |  |  |  |  | Candidate Wind Farms
Generators | System | GEDF - Nadarbazevi | Min Units Built | 0 |  | - | 1 | [5 empty] | Candidate Wind Farms
Generators | System | Imereti | Units | 1 |  | - | 1 | [5 empty] | Candidate Wind Farms
Generators | System | Imereti | Max Capacity | 100 |  | MW | 1 | [5 empty] | Candidate Wind Farms
Generators | System | Imereti | FO&M Charge | 40,03 |  | $/kW/yr | 1 | [5 empty] | Candidate Wind Farms
Generators | System | Imereti | Rating Factor | 100 | Imereti PU.csv | % | 1 | [5 empty] | Candidate Wind Farms
Generators | System | Imereti | Rating Factor | 40 |  | % | 1 |  |  | M01 | NO |  | Candidate Wind Farms
Generators | System | Imereti | Rating Factor | 42,01 |  | % | 1 |  |  | M02 | NO |  | Candidate Wind Farms
Generators | System | Imereti | Rating Factor | 50,02 |  | % | 1 |  |  | M03 | NO |  | Candidate Wind Farms
Generators | System | Imereti | Rating Factor | 50,21 |  | % | 1 |  |  | M04 | NO |  | Candidate Wind Farms
Generators | System | Imereti | Rating Factor | 42,95 |  | % | 1 |  |  | M05 | NO |  | Candidate Wind Farms
Generators | System | Imereti | Rating Factor | 42,44 |  | % | 1 |  |  | M06 | NO |  | Candidate Wind Farms
Generators | System | Imereti | Rating Factor | 37,76 |  | % | 1 |  |  | M07 | NO |  | Candidate Wind Farms
Generators | System | Imereti | Rating Factor | 46,62 |  | % | 1 |  |  | M08 | NO |  | Candidate Wind Farms
Generators | System | Imereti | Rating Factor | 37,08 |  | % | 1 |  |  | M09 | NO |  | Candidate Wind Farms
Generators | System | Imereti | Rating Factor | 49,66 |  | % | 1 |  |  | M10 | NO |  | Candidate Wind Farms
Generators | System | Imereti | Rating Factor | 41,15 |  | % | 1 |  |  | M11 | NO |  | Candidate Wind Farms
Generators | System | Imereti | Rating Factor | 33,83 |  | % | 1 |  |  | M12 | NO |  | Candidate Wind Farms
Generators | System | Imereti | Firm Capacity | 10 |  | MW | 1 | [5 empty] | Candidate Wind Farms
Generators | System | Imereti | Build Cost | 1479 |  | $/kW | 1 | [5 empty] | Candidate Wind Farms
Generators | System | Imereti | WACC | 8,67 |  | % | 1 | [5 empty] | Candidate Wind Farms
Generators | System | Imereti | Economic Life | 25 |  | yr | 1 | [5 empty] | Candidate Wind Farms
Generators | System | Imereti | Max Units Built | 0 |  | - | 1 | 2023-01-01 |  |  |  |  | Candidate Wind Farms
Generators | System | Imereti 1 | Units | 1 |  | - | 1 | [5 empty] | Candidate Wind Farms
Generators | System | Imereti 1 | Max Capacity | 50 |  | MW | 1 | [5 empty] | Candidate Wind Farms
Generators | System | Imereti 1 | FO&M Charge | 40,03 |  | $/kW/yr | 1 | [5 empty] | Candidate Wind Farms
Generators | System | Imereti 1 | Rating Factor | 100 | Imereti PU.csv | % | 1 | [5 empty] | Candidate Wind Farms
Generators | System | Imereti 1 | Rating Factor | 40 |  | % | 1 |  |  | M01 | NO |  | Candidate Wind Farms
Generators | System | Imereti 1 | Rating Factor | 42,01 |  | % | 1 |  |  | M02 | NO |  | Candidate Wind Farms
Generators | System | Imereti 1 | Rating Factor | 50,02 |  | % | 1 |  |  | M03 | NO |  | Candidate Wind Farms
Generators | System | Imereti 1 | Rating Factor | 50,21 |  | % | 1 |  |  | M04 | NO |  | Candidate Wind Farms
Generators | System | Imereti 1 | Rating Factor | 42,95 |  | % | 1 |  |  | M05 | NO |  | Candidate Wind Farms
Generators | System | Imereti 1 | Rating Factor | 42,44 |  | % | 1 |  |  | M06 | NO |  | Candidate Wind Farms
Generators | System | Imereti 1 | Rating Factor | 37,76 |  | % | 1 |  |  | M07 | NO |  | Candidate Wind Farms
Generators | System | Imereti 1 | Rating Factor | 46,62 |  | % | 1 |  |  | M08 | NO |  | Candidate Wind Farms
Generators | System | Imereti 1 | Rating Factor | 37,08 |  | % | 1 |  |  | M09 | NO |  | Candidate Wind Farms
Generators | System | Imereti 1 | Rating Factor | 49,66 |  | % | 1 |  |  | M10 | NO |  | Candidate Wind Farms
Generators | System | Imereti 1 | Rating Factor | 41,15 |  | % | 1 |  |  | M11 | NO |  | Candidate Wind Farms
Generators | System | Imereti 1 | Rating Factor | 33,83 |  | % | 1 |  |  | M12 | NO |  | Candidate Wind Farms
Generators | System | Imereti 1 | Firm Capacity | 5 |  | MW | 1 | [5 empty] | Candidate Wind Farms
Generators | System | Imereti 1 | Build Cost | 1320,97 |  | $/kW | 1 | [5 empty] | Candidate Wind Farms
Generators | System | Imereti 1 | WACC | 9,7 |  | % | 1 | [5 empty] | Candidate Wind Farms
Generators | System | Imereti 1 | Economic Life | 25 |  | yr | 1 | [5 empty] | Candidate Wind Farms
Generators | System | Imereti 1 | Max Units Built | 0 |  | - | 1 | 2023-01-01 |  |  |  |  | Candidate Wind Farms
Generators | System | Imereti 1 | Min Units Built | 0 |  | - | 1 | [5 empty] | Candidate Wind Farms
Generators | System | Imereti 2 | Units | 1 |  | - | 1 |  |  |  |  | 1 | Candidate Wind Farms
Generators | System | Imereti 2 | Max Capacity | 50 |  | MW | 1 | [5 empty] | Candidate Wind Farms
Generators | System | Imereti 2 | FO&M Charge | 40,03 |  | $/kW/yr | 1 | [5 empty] | Candidate Wind Farms
Generators | System | Imereti 2 | Rating Factor | 100 | Imereti PU.csv | % | 1 | [5 empty] | Candidate Wind Farms
Generators | System | Imereti 2 | Rating Factor | 40 |  | % | 1 |  |  | M01 | NO |  | Candidate Wind Farms
Generators | System | Imereti 2 | Rating Factor | 42,01 |  | % | 1 |  |  | M02 | NO |  | Candidate Wind Farms
Generators | System | Imereti 2 | Rating Factor | 50,02 |  | % | 1 |  |  | M03 | NO |  | Candidate Wind Farms
Generators | System | Imereti 2 | Rating Factor | 50,21 |  | % | 1 |  |  | M04 | NO |  | Candidate Wind Farms
Generators | System | Imereti 2 | Rating Factor | 42,95 |  | % | 1 |  |  | M05 | NO |  | Candidate Wind Farms
Generators | System | Imereti 2 | Rating Factor | 42,44 |  | % | 1 |  |  | M06 | NO |  | Candidate Wind Farms
Generators | System | Imereti 2 | Rating Factor | 37,76 |  | % | 1 |  |  | M07 | NO |  | Candidate Wind Farms
Generators | System | Imereti 2 | Rating Factor | 46,62 |  | % | 1 |  |  | M08 | NO |  | Candidate Wind Farms
Generators | System | Imereti 2 | Rating Factor | 37,08 |  | % | 1 |  |  | M09 | NO |  | Candidate Wind Farms
Generators | System | Imereti 2 | Rating Factor | 49,66 |  | % | 1 |  |  | M10 | NO |  | Candidate Wind Farms
Generators | System | Imereti 2 | Rating Factor | 41,15 |  | % | 1 |  |  | M11 | NO |  | Candidate Wind Farms
Generators | System | Imereti 2 | Rating Factor | 33,83 |  | % | 1 |  |  | M12 | NO |  | Candidate Wind Farms
Generators | System | Imereti 2 | Firm Capacity | 5 |  | MW | 1 | [5 empty] | Candidate Wind Farms
Generators | System | Imereti 2 | Build Cost | 1320,97 |  | $/kW | 1 | [5 empty] | Candidate Wind Farms
Generators | System | Imereti 2 | WACC | 9,7 |  | % | 1 | [5 empty] | Candidate Wind Farms
Generators | System | Imereti 2 | Economic Life | 25 |  | yr | 1 | [5 empty] | Candidate Wind Farms
Generators | System | Imereti 2 | Max Units Built | 0 |  | - | 1 | 2024-01-01 |  |  |  |  | Candidate Wind Farms
Generators | System | Imereti 2 | Min Units Built | 1 |  | - | 1 | [5 empty] | Candidate Wind Farms
Generators | System | Imereti 3 | Units | 1 |  | - | 1 |  |  |  |  | 1 | Candidate Wind Farms
Generators | System | Imereti 3 | Max Capacity | 50 |  | MW | 1 | [5 empty] | Candidate Wind Farms
Generators | System | Imereti 3 | FO&M Charge | 40,03 |  | $/kW/yr | 1 | [5 empty] | Candidate Wind Farms
Generators | System | Imereti 3 | Rating Factor | 100 | Imereti PU.csv | % | 1 | [5 empty] | Candidate Wind Farms
Generators | System | Imereti 3 | Rating Factor | 40 |  | % | 1 |  |  | M01 | NO |  | Candidate Wind Farms
Generators | System | Imereti 3 | Rating Factor | 42,01 |  | % | 1 |  |  | M02 | NO |  | Candidate Wind Farms
Generators | System | Imereti 3 | Rating Factor | 50,02 |  | % | 1 |  |  | M03 | NO |  | Candidate Wind Farms
Generators | System | Imereti 3 | Rating Factor | 50,21 |  | % | 1 |  |  | M04 | NO |  | Candidate Wind Farms
Generators | System | Imereti 3 | Rating Factor | 42,95 |  | % | 1 |  |  | M05 | NO |  | Candidate Wind Farms
Generators | System | Imereti 3 | Rating Factor | 42,44 |  | % | 1 |  |  | M06 | NO |  | Candidate Wind Farms
Generators | System | Imereti 3 | Rating Factor | 37,76 |  | % | 1 |  |  | M07 | NO |  | Candidate Wind Farms
Generators | System | Imereti 3 | Rating Factor | 46,62 |  | % | 1 |  |  | M08 | NO |  | Candidate Wind Farms
Generators | System | Imereti 3 | Rating Factor | 37,08 |  | % | 1 |  |  | M09 | NO |  | Candidate Wind Farms
Generators | System | Imereti 3 | Rating Factor | 49,66 |  | % | 1 |  |  | M10 | NO |  | Candidate Wind Farms
Generators | System | Imereti 3 | Rating Factor | 41,15 |  | % | 1 |  |  | M11 | NO |  | Candidate Wind Farms
Generators | System | Imereti 3 | Rating Factor | 33,83 |  | % | 1 |  |  | M12 | NO |  | Candidate Wind Farms
Generators | System | Imereti 3 | Firm Capacity | 5 |  | MW | 1 | [5 empty] | Candidate Wind Farms
Generators | System | Imereti 3 | Build Cost | 1320,97 |  | $/kW | 1 | [5 empty] | Candidate Wind Farms
Generators | System | Imereti 3 | WACC | 9,7 |  | % | 1 | [5 empty] | Candidate Wind Farms
Generators | System | Imereti 3 | Economic Life | 25 |  | yr | 1 | [5 empty] | Candidate Wind Farms
Generators | System | Imereti 3 | Max Units Built | 0 |  | - | 1 | 2024-01-01 |  |  |  |  | Candidate Wind Farms
Generators | System | Imereti 3 | Min Units Built | 1 |  | - | 1 | [5 empty] | Candidate Wind Farms
Generators | System | Imereti 4 | Units | 0 |  | - | 1 |  |  |  |  | 1 | Candidate Wind Farms
Generators | System | Imereti 4 | Max Capacity | 50 |  | MW | 1 | [5 empty] | Candidate Wind Farms
Generators | System | Imereti 4 | FO&M Charge | 40,03 |  | $/kW/yr | 1 | [5 empty] | Candidate Wind Farms
Generators | System | Imereti 4 | Rating Factor | 100 | Imereti PU.csv | % | 1 | [5 empty] | Candidate Wind Farms
Generators | System | Imereti 4 | Rating Factor | 40 |  | % | 1 |  |  | M01 | NO |  | Candidate Wind Farms
Generators | System | Imereti 4 | Rating Factor | 42,01 |  | % | 1 |  |  | M02 | NO |  | Candidate Wind Farms
Generators | System | Imereti 4 | Rating Factor | 50,02 |  | % | 1 |  |  | M03 | NO |  | Candidate Wind Farms
Generators | System | Imereti 4 | Rating Factor | 50,21 |  | % | 1 |  |  | M04 | NO |  | Candidate Wind Farms
Generators | System | Imereti 4 | Rating Factor | 42,95 |  | % | 1 |  |  | M05 | NO |  | Candidate Wind Farms
Generators | System | Imereti 4 | Rating Factor | 42,44 |  | % | 1 |  |  | M06 | NO |  | Candidate Wind Farms
Generators | System | Imereti 4 | Rating Factor | 37,76 |  | % | 1 |  |  | M07 | NO |  | Candidate Wind Farms
Generators | System | Imereti 4 | Rating Factor | 46,62 |  | % | 1 |  |  | M08 | NO |  | Candidate Wind Farms
Generators | System | Imereti 4 | Rating Factor | 37,08 |  | % | 1 |  |  | M09 | NO |  | Candidate Wind Farms
Generators | System | Imereti 4 | Rating Factor | 49,66 |  | % | 1 |  |  | M10 | NO |  | Candidate Wind Farms
Generators | System | Imereti 4 | Rating Factor | 41,15 |  | % | 1 |  |  | M11 | NO |  | Candidate Wind Farms
Generators | System | Imereti 4 | Rating Factor | 33,83 |  | % | 1 |  |  | M12 | NO |  | Candidate Wind Farms
Generators | System | Imereti 4 | Firm Capacity | 5 |  | MW | 1 | [5 empty] | Candidate Wind Farms
Generators | System | Imereti 4 | Build Cost | 1320,97 |  | $/kW | 1 | [5 empty] | Candidate Wind Farms
Generators | System | Imereti 4 | WACC | 9,7 |  | % | 1 | [5 empty] | Candidate Wind Farms
Generators | System | Imereti 4 | Economic Life | 25 |  | yr | 1 | [5 empty] | Candidate Wind Farms
Generators | System | Imereti 4 | Max Units Built | 1 |  | - | 1 | 2025-01-01 |  |  |  |  | Candidate Wind Farms
Generators | System | Imereti 4 | Min Units Built | 1 |  | - | 1 | [5 empty] | Candidate Wind Farms
Generators | System | Imereti 5 | Units | 0 |  | - | 1 | [5 empty] | Candidate Wind Farms
Generators | System | Imereti 5 | Max Capacity | 50 |  | MW | 1 | [5 empty] | Candidate Wind Farms
Generators | System | Imereti 5 | FO&M Charge | 40,03 |  | $/kW/yr | 1 | [5 empty] | Candidate Wind Farms
Generators | System | Imereti 5 | Rating Factor | 100 | Imereti PU.csv | % | 1 | [5 empty] | Candidate Wind Farms
Generators | System | Imereti 5 | Rating Factor | 40 |  | % | 1 |  |  | M01 | NO |  | Candidate Wind Farms
Generators | System | Imereti 5 | Rating Factor | 42,01 |  | % | 1 |  |  | M02 | NO |  | Candidate Wind Farms
Generators | System | Imereti 5 | Rating Factor | 50,02 |  | % | 1 |  |  | M03 | NO |  | Candidate Wind Farms
Generators | System | Imereti 5 | Rating Factor | 50,21 |  | % | 1 |  |  | M04 | NO |  | Candidate Wind Farms
Generators | System | Imereti 5 | Rating Factor | 42,95 |  | % | 1 |  |  | M05 | NO |  | Candidate Wind Farms
Generators | System | Imereti 5 | Rating Factor | 42,44 |  | % | 1 |  |  | M06 | NO |  | Candidate Wind Farms
Generators | System | Imereti 5 | Rating Factor | 37,76 |  | % | 1 |  |  | M07 | NO |  | Candidate Wind Farms
Generators | System | Imereti 5 | Rating Factor | 46,62 |  | % | 1 |  |  | M08 | NO |  | Candidate Wind Farms
Generators | System | Imereti 5 | Rating Factor | 37,08 |  | % | 1 |  |  | M09 | NO |  | Candidate Wind Farms
Generators | System | Imereti 5 | Rating Factor | 49,66 |  | % | 1 |  |  | M10 | NO |  | Candidate Wind Farms
Generators | System | Imereti 5 | Rating Factor | 41,15 |  | % | 1 |  |  | M11 | NO |  | Candidate Wind Farms
Generators | System | Imereti 5 | Rating Factor | 33,83 |  | % | 1 |  |  | M12 | NO |  | Candidate Wind Farms
Generators | System | Imereti 5 | Firm Capacity | 5 |  | MW | 1 | [5 empty] | Candidate Wind Farms
Generators | System | Imereti 5 | Build Cost | 1320,97 |  | $/kW | 1 | [5 empty] | Candidate Wind Farms
Generators | System | Imereti 5 | WACC | 9,7 |  | % | 1 | [5 empty] | Candidate Wind Farms
Generators | System | Imereti 5 | Economic Life | 25 |  | yr | 1 | [5 empty] | Candidate Wind Farms
Generators | System | Imereti 5 | Max Units Built | 1 |  | - | 1 | 2025-01-01 |  |  |  |  | Candidate Wind Farms
Generators | System | Imereti 5 | Min Units Built | 1 |  | - | 1 | [5 empty] | Candidate Wind Farms
Generators | System | Kaspi | Units | 0 |  | - | 1 | [5 empty] | Candidate Wind Farms
Generators | System | Kaspi | Max Capacity | 50 |  | MW | 1 | [5 empty] | Candidate Wind Farms
Generators | System | Kaspi | FO&M Charge | 40,03 |  | $/kW/yr | 1 | [5 empty] | Candidate Wind Farms
Generators | System | Kaspi | Rating Factor | 50 | Kaspi PU.csv | % | 1 | [5 empty] | Candidate Wind Farms
Generators | System | Kaspi | Rating Factor | 40 |  | % | 1 |  |  | M01 | NO |  | Candidate Wind Farms
Generators | System | Kaspi | Rating Factor | 42,01 |  | % | 1 |  |  | M02 | NO |  | Candidate Wind Farms
Generators | System | Kaspi | Rating Factor | 50,02 |  | % | 1 |  |  | M03 | NO |  | Candidate Wind Farms
Generators | System | Kaspi | Rating Factor | 50,21 |  | % | 1 |  |  | M04 | NO |  | Candidate Wind Farms
Generators | System | Kaspi | Rating Factor | 42,95 |  | % | 1 |  |  | M05 | NO |  | Candidate Wind Farms
Generators | System | Kaspi | Rating Factor | 42,44 |  | % | 1 |  |  | M06 | NO |  | Candidate Wind Farms
Generators | System | Kaspi | Rating Factor | 37,76 |  | % | 1 |  |  | M07 | NO |  | Candidate Wind Farms
Generators | System | Kaspi | Rating Factor | 46,62 |  | % | 1 |  |  | M08 | NO |  | Candidate Wind Farms
Generators | System | Kaspi | Rating Factor | 37,08 |  | % | 1 |  |  | M09 | NO |  | Candidate Wind Farms
Generators | System | Kaspi | Rating Factor | 49,66 |  | % | 1 |  |  | M10 | NO |  | Candidate Wind Farms
Generators | System | Kaspi | Rating Factor | 41,15 |  | % | 1 |  |  | M11 | NO |  | Candidate Wind Farms
Generators | System | Kaspi | Rating Factor | 33,83 |  | % | 1 |  |  | M12 | NO |  | Candidate Wind Farms
Generators | System | Kaspi | Firm Capacity | 5 |  | MW | 1 | [5 empty] | Candidate Wind Farms
Generators | System | Kaspi | Build Cost | 1320,97 |  | $/kW | 1 | [5 empty] | Candidate Wind Farms
Generators | System | Kaspi | WACC | 9,7 |  | % | 1 | [5 empty] | Candidate Wind Farms
Generators | System | Kaspi | Economic Life | 25 |  | yr | 1 | [5 empty] | Candidate Wind Farms
Generators | System | Kaspi | Max Units Built | 0 |  | - | 1 | [5 empty] | Candidate Wind Farms
Generators | System | Kaspi | Min Units Built | 1 |  | - | 1 | [5 empty] | Candidate Wind Farms
Generators | System | Khartli 2 -1 | Units | 0 |  | - | 1 | [5 empty] | Candidate Wind Farms
Generators | System | Khartli 2 -1 | Max Capacity | 50 |  | MW | 1 | [5 empty] | Candidate Wind Farms
Generators | System | Khartli 2 -1 | FO&M Charge | 40,03 |  | $/kW/yr | 1 | [5 empty] | Candidate Wind Farms
Generators | System | Khartli 2 -1 | Rating Factor | 40 | Nigoza PU.csv | % | 1 | [5 empty] | Candidate Wind Farms
Generators | System | Khartli 2 -1 | Rating Factor | 40 |  | % | 1 |  |  | M01 | NO |  | Candidate Wind Farms
Generators | System | Khartli 2 -1 | Rating Factor | 42,01 |  | % | 1 |  |  | M02 | NO |  | Candidate Wind Farms
Generators | System | Khartli 2 -1 | Rating Factor | 50,02 |  | % | 1 |  |  | M03 | NO |  | Candidate Wind Farms
Generators | System | Khartli 2 -1 | Rating Factor | 50,21 |  | % | 1 |  |  | M04 | NO |  | Candidate Wind Farms
Generators | System | Khartli 2 -1 | Rating Factor | 42,95 |  | % | 1 |  |  | M05 | NO |  | Candidate Wind Farms
Generators | System | Khartli 2 -1 | Rating Factor | 42,44 |  | % | 1 |  |  | M06 | NO |  | Candidate Wind Farms
Generators | System | Khartli 2 -1 | Rating Factor | 37,76 |  | % | 1 |  |  | M07 | NO |  | Candidate Wind Farms
Generators | System | Khartli 2 -1 | Rating Factor | 46,62 |  | % | 1 |  |  | M08 | NO |  | Candidate Wind Farms
Generators | System | Khartli 2 -1 | Rating Factor | 37,08 |  | % | 1 |  |  | M09 | NO |  | Candidate Wind Farms
Generators | System | Khartli 2 -1 | Rating Factor | 49,66 |  | % | 1 |  |  | M10 | NO |  | Candidate Wind Farms
Generators | System | Khartli 2 -1 | Rating Factor | 41,15 |  | % | 1 |  |  | M11 | NO |  | Candidate Wind Farms
Generators | System | Khartli 2 -1 | Rating Factor | 33,83 |  | % | 1 |  |  | M12 | NO |  | Candidate Wind Farms
Generators | System | Khartli 2 -1 | Firm Capacity | 5 |  | MW | 1 | [5 empty] | Candidate Wind Farms
Generators | System | Khartli 2 -1 | Build Cost | 1320,97 |  | $/kW | 1 | [5 empty] | Candidate Wind Farms
Generators | System | Khartli 2 -1 | WACC | 9,7 |  | % | 1 | [5 empty] | Candidate Wind Farms
Generators | System | Khartli 2 -1 | Economic Life | 25 |  | yr | 1 | [5 empty] | Candidate Wind Farms
Generators | System | Khartli 2 -1 | Max Units Built | 0 |  | - | 1 | [5 empty] | Candidate Wind Farms
Generators | System | Khartli 2 -1 | Min Units Built | 1 |  | - | 1 | [5 empty] | Candidate Wind Farms
Generators | System | Khashuri | Units | 0 |  | - | 1 | [5 empty] | Candidate Wind Farms
Generators | System | Khashuri | Max Capacity | 12 |  | MW | 1 | [5 empty] | Candidate Wind Farms
Generators | System | Khashuri | FO&M Charge | 40,03 |  | $/kW/yr | 1 | [5 empty] | Candidate Wind Farms
Generators | System | Khashuri | Rating Factor | 50 | Kaspi PU.csv | % | 1 | [5 empty] | Candidate Wind Farms
Generators | System | Khashuri | Rating Factor | 40 |  | % | 1 |  |  | M01 | NO |  | Candidate Wind Farms
Generators | System | Khashuri | Rating Factor | 42,01 |  | % | 1 |  |  | M02 | NO |  | Candidate Wind Farms
Generators | System | Khashuri | Rating Factor | 50,02 |  | % | 1 |  |  | M03 | NO |  | Candidate Wind Farms
Generators | System | Khashuri | Rating Factor | 50,21 |  | % | 1 |  |  | M04 | NO |  | Candidate Wind Farms
Generators | System | Khashuri | Rating Factor | 42,95 |  | % | 1 |  |  | M05 | NO |  | Candidate Wind Farms
Generators | System | Khashuri | Rating Factor | 42,44 |  | % | 1 |  |  | M06 | NO |  | Candidate Wind Farms
Generators | System | Khashuri | Rating Factor | 37,76 |  | % | 1 |  |  | M07 | NO |  | Candidate Wind Farms
Generators | System | Khashuri | Rating Factor | 46,62 |  | % | 1 |  |  | M08 | NO |  | Candidate Wind Farms
Generators | System | Khashuri | Rating Factor | 37,08 |  | % | 1 |  |  | M09 | NO |  | Candidate Wind Farms
Generators | System | Khashuri | Rating Factor | 49,66 |  | % | 1 |  |  | M10 | NO |  | Candidate Wind Farms
Generators | System | Khashuri | Rating Factor | 41,15 |  | % | 1 |  |  | M11 | NO |  | Candidate Wind Farms
Generators | System | Khashuri | Rating Factor | 33,83 |  | % | 1 |  |  | M12 | NO |  | Candidate Wind Farms
Generators | System | Khashuri | Firm Capacity | 1,2 |  | MW | 1 | [5 empty] | Candidate Wind Farms
Generators | System | Khashuri | Build Cost | 1320,97 |  | $/kW | 1 | [5 empty] | Candidate Wind Farms
Generators | System | Khashuri | WACC | 9,7 |  | % | 1 | [5 empty] | Candidate Wind Farms
Generators | System | Khashuri | Economic Life | 25 |  | yr | 1 | [5 empty] | Candidate Wind Farms
Generators | System | Khashuri | Max Units Built | 0 |  | - | 1 | [5 empty] | Candidate Wind Farms
Generators | System | Kutaisi | Units | 0 |  | - | 1 | [5 empty] | Candidate Wind Farms
Generators | System | Kutaisi | Max Capacity | 50 |  | MW | 1 | [5 empty] | Candidate Wind Farms
Generators | System | Kutaisi | FO&M Charge | 40,03 |  | $/kW/yr | 1 | [5 empty] | Candidate Wind Farms
Generators | System | Kutaisi | Rating Factor | 100 | Imereti PU.csv | % | 1 | [5 empty] | Candidate Wind Farms
Generators | System | Kutaisi | Rating Factor | 40 |  | % | 1 |  |  | M01 | NO |  | Candidate Wind Farms
Generators | System | Kutaisi | Rating Factor | 42,01 |  | % | 1 |  |  | M02 | NO |  | Candidate Wind Farms
Generators | System | Kutaisi | Rating Factor | 50,02 |  | % | 1 |  |  | M03 | NO |  | Candidate Wind Farms
Generators | System | Kutaisi | Rating Factor | 50,21 |  | % | 1 |  |  | M04 | NO |  | Candidate Wind Farms
Generators | System | Kutaisi | Rating Factor | 42,95 |  | % | 1 |  |  | M05 | NO |  | Candidate Wind Farms
Generators | System | Kutaisi | Rating Factor | 42,44 |  | % | 1 |  |  | M06 | NO |  | Candidate Wind Farms
Generators | System | Kutaisi | Rating Factor | 37,76 |  | % | 1 |  |  | M07 | NO |  | Candidate Wind Farms
Generators | System | Kutaisi | Rating Factor | 46,62 |  | % | 1 |  |  | M08 | NO |  | Candidate Wind Farms
Generators | System | Kutaisi | Rating Factor | 37,08 |  | % | 1 |  |  | M09 | NO |  | Candidate Wind Farms
Generators | System | Kutaisi | Rating Factor | 49,66 |  | % | 1 |  |  | M10 | NO |  | Candidate Wind Farms
Generators | System | Kutaisi | Rating Factor | 41,15 |  | % | 1 |  |  | M11 | NO |  | Candidate Wind Farms
Generators | System | Kutaisi | Rating Factor | 33,83 |  | % | 1 |  |  | M12 | NO |  | Candidate Wind Farms
Generators | System | Kutaisi | Firm Capacity | 5 |  | MW | 1 | [5 empty] | Candidate Wind Farms
Generators | System | Kutaisi | Build Cost | 1320,97 |  | $/kW | 1 | [5 empty] | Candidate Wind Farms
Generators | System | Kutaisi | WACC | 9,7 |  | % | 1 | [5 empty] | Candidate Wind Farms
Generators | System | Kutaisi | Economic Life | 25 |  | yr | 1 | [5 empty] | Candidate Wind Farms
Generators | System | Kutaisi | Max Units Built | 0 |  | - | 1 | [5 empty] | Candidate Wind Farms
Generators | System | Kutaisi | Min Units Built | 1 |  | - | 1 | [5 empty] | Candidate Wind Farms
Generators | System | Martkofi | Units | 0 |  | - | 1 | [5 empty] | Candidate Wind Farms
Generators | System | Martkofi | Max Capacity | 50 |  | MW | 1 | [5 empty] | Candidate Wind Farms
Generators | System | Martkofi | FO&M Charge | 40,03 |  | $/kW/yr | 1 | [5 empty] | Candidate Wind Farms
Generators | System | Martkofi | Rating Factor | 50 | Tbilisi PU.csv | % | 1 | [5 empty] | Candidate Wind Farms
Generators | System | Martkofi | Rating Factor | 40 |  | % | 1 |  |  | M01 | NO |  | Candidate Wind Farms
Generators | System | Martkofi | Rating Factor | 42,01 |  | % | 1 |  |  | M02 | NO |  | Candidate Wind Farms
Generators | System | Martkofi | Rating Factor | 50,02 |  | % | 1 |  |  | M03 | NO |  | Candidate Wind Farms
Generators | System | Martkofi | Rating Factor | 50,21 |  | % | 1 |  |  | M04 | NO |  | Candidate Wind Farms
Generators | System | Martkofi | Rating Factor | 42,95 |  | % | 1 |  |  | M05 | NO |  | Candidate Wind Farms
Generators | System | Martkofi | Rating Factor | 42,44 |  | % | 1 |  |  | M06 | NO |  | Candidate Wind Farms
Generators | System | Martkofi | Rating Factor | 37,76 |  | % | 1 |  |  | M07 | NO |  | Candidate Wind Farms
Generators | System | Martkofi | Rating Factor | 46,62 |  | % | 1 |  |  | M08 | NO |  | Candidate Wind Farms
Generators | System | Martkofi | Rating Factor | 37,08 |  | % | 1 |  |  | M09 | NO |  | Candidate Wind Farms
Generators | System | Martkofi | Rating Factor | 49,66 |  | % | 1 |  |  | M10 | NO |  | Candidate Wind Farms
Generators | System | Martkofi | Rating Factor | 41,15 |  | % | 1 |  |  | M11 | NO |  | Candidate Wind Farms
Generators | System | Martkofi | Rating Factor | 33,83 |  | % | 1 |  |  | M12 | NO |  | Candidate Wind Farms
Generators | System | Martkofi | Firm Capacity | 5 |  | MW | 1 | [5 empty] | Candidate Wind Farms
Generators | System | Martkofi | Build Cost | 1320,97 |  | $/kW | 1 | [5 empty] | Candidate Wind Farms
Generators | System | Martkofi | WACC | 9,7 |  | % | 1 | [5 empty] | Candidate Wind Farms
Generators | System | Martkofi | Economic Life | 25 |  | yr | 1 | [5 empty] | Candidate Wind Farms
Generators | System | Martkofi | Max Units Built | 0 |  | - | 1 | [5 empty] | Candidate Wind Farms
Generators | System | Martkofi | Min Units Built | 1 |  | - | 1 | [5 empty] | Candidate Wind Farms
Generators | System | Nigoza | Units | 0 |  | - | 1 | [5 empty] | Candidate Wind Farms
Generators | System | Nigoza | Max Capacity | 40 |  | MW | 1 | [5 empty] | Candidate Wind Farms
Generators | System | Nigoza | FO&M Charge | 40,03 |  | $/kW/yr | 1 | [5 empty] | Candidate Wind Farms
Generators | System | Nigoza | Rating Factor | 40 | Nigoza PU.csv | % | 1 | [5 empty] | Candidate Wind Farms
Generators | System | Nigoza | Rating Factor | 40 |  | % | 1 |  |  | M01 | NO |  | Candidate Wind Farms
Generators | System | Nigoza | Rating Factor | 42,01 |  | % | 1 |  |  | M02 | NO |  | Candidate Wind Farms
Generators | System | Nigoza | Rating Factor | 50,02 |  | % | 1 |  |  | M03 | NO |  | Candidate Wind Farms
Generators | System | Nigoza | Rating Factor | 50,21 |  | % | 1 |  |  | M04 | NO |  | Candidate Wind Farms
Generators | System | Nigoza | Rating Factor | 42,95 |  | % | 1 |  |  | M05 | NO |  | Candidate Wind Farms
Generators | System | Nigoza | Rating Factor | 42,44 |  | % | 1 |  |  | M06 | NO |  | Candidate Wind Farms
Generators | System | Nigoza | Rating Factor | 37,76 |  | % | 1 |  |  | M07 | NO |  | Candidate Wind Farms
Generators | System | Nigoza | Rating Factor | 46,62 |  | % | 1 |  |  | M08 | NO |  | Candidate Wind Farms
Generators | System | Nigoza | Rating Factor | 37,08 |  | % | 1 |  |  | M09 | NO |  | Candidate Wind Farms
Generators | System | Nigoza | Rating Factor | 49,66 |  | % | 1 |  |  | M10 | NO |  | Candidate Wind Farms
Generators | System | Nigoza | Rating Factor | 41,15 |  | % | 1 |  |  | M11 | NO |  | Candidate Wind Farms
Generators | System | Nigoza | Rating Factor | 33,83 |  | % | 1 |  |  | M12 | NO |  | Candidate Wind Farms
Generators | System | Nigoza | Firm Capacity | 4 |  | MW | 1 | [5 empty] | Candidate Wind Farms
Generators | System | Nigoza | Build Cost | 1320,97 |  | $/kW | 1 | [5 empty] | Candidate Wind Farms
Generators | System | Nigoza | WACC | 9,7 |  | % | 1 | [5 empty] | Candidate Wind Farms
Generators | System | Nigoza | Economic Life | 25 |  | yr | 1 | [5 empty] | Candidate Wind Farms
Generators | System | Nigoza | Max Units Built | 0 |  | - | 1 | [5 empty] | Candidate Wind Farms
Generators | System | Nigoza | Min Units Built | 1 |  | - | 1 | [5 empty] | Candidate Wind Farms
Generators | System | Phlevi | Units | 0 |  | - | 1 | [5 empty] | Candidate Wind Farms
Generators | System | Phlevi | Max Capacity | 34,5 |  | MW | 1 | [5 empty] | Candidate Wind Farms
Generators | System | Phlevi | FO&M Charge | 40,03 |  | $/kW/yr | 1 | [5 empty] | Candidate Wind Farms
Generators | System | Phlevi | Rating Factor | 40 | Nigoza PU.csv | % | 1 | [5 empty] | Candidate Wind Farms
Generators | System | Phlevi | Rating Factor | 40 |  | % | 1 |  |  | M01 | NO |  | Candidate Wind Farms
Generators | System | Phlevi | Rating Factor | 42,01 |  | % | 1 |  |  | M02 | NO |  | Candidate Wind Farms
Generators | System | Phlevi | Rating Factor | 50,02 |  | % | 1 |  |  | M03 | NO |  | Candidate Wind Farms
Generators | System | Phlevi | Rating Factor | 50,21 |  | % | 1 |  |  | M04 | NO |  | Candidate Wind Farms
Generators | System | Phlevi | Rating Factor | 42,95 |  | % | 1 |  |  | M05 | NO |  | Candidate Wind Farms
Generators | System | Phlevi | Rating Factor | 42,44 |  | % | 1 |  |  | M06 | NO |  | Candidate Wind Farms
Generators | System | Phlevi | Rating Factor | 37,76 |  | % | 1 |  |  | M07 | NO |  | Candidate Wind Farms
Generators | System | Phlevi | Rating Factor | 46,62 |  | % | 1 |  |  | M08 | NO |  | Candidate Wind Farms
Generators | System | Phlevi | Rating Factor | 37,08 |  | % | 1 |  |  | M09 | NO |  | Candidate Wind Farms
Generators | System | Phlevi | Rating Factor | 49,66 |  | % | 1 |  |  | M10 | NO |  | Candidate Wind Farms
Generators | System | Phlevi | Rating Factor | 41,15 |  | % | 1 |  |  | M11 | NO |  | Candidate Wind Farms
Generators | System | Phlevi | Rating Factor | 33,83 |  | % | 1 |  |  | M12 | NO |  | Candidate Wind Farms
Generators | System | Phlevi | Firm Capacity | 3,45 |  | MW | 1 | [5 empty] | Candidate Wind Farms
Generators | System | Phlevi | Build Cost | 1320,97 |  | $/kW | 1 | [5 empty] | Candidate Wind Farms
Generators | System | Phlevi | WACC | 9,7 |  | % | 1 | [5 empty] | Candidate Wind Farms
Generators | System | Phlevi | Economic Life | 25 |  | yr | 1 | [5 empty] | Candidate Wind Farms
Generators | System | Phlevi | Max Units Built | 0 |  | - | 1 | [5 empty] | Candidate Wind Farms
Generators | System | Pirveli Find farm | Units | 0 |  | - | 1 | [5 empty] | Candidate Wind Farms
Generators | System | Pirveli Find farm | Max Capacity | 55 |  | MW | 1 | [5 empty] | Candidate Wind Farms
Generators | System | Pirveli Find farm | FO&M Charge | 40,03 |  | $/kW/yr | 1 | [5 empty] | Candidate Wind Farms
Generators | System | Pirveli Find farm | Rating Factor | 40 | Nigoza PU.csv | % | 1 | [5 empty] | Candidate Wind Farms
Generators | System | Pirveli Find farm | Rating Factor | 40 |  | % | 1 |  |  | M01 | NO |  | Candidate Wind Farms
Generators | System | Pirveli Find farm | Rating Factor | 42,01 |  | % | 1 |  |  | M02 | NO |  | Candidate Wind Farms
Generators | System | Pirveli Find farm | Rating Factor | 50,02 |  | % | 1 |  |  | M03 | NO |  | Candidate Wind Farms
Generators | System | Pirveli Find farm | Rating Factor | 50,21 |  | % | 1 |  |  | M04 | NO |  | Candidate Wind Farms
Generators | System | Pirveli Find farm | Rating Factor | 42,95 |  | % | 1 |  |  | M05 | NO |  | Candidate Wind Farms
Generators | System | Pirveli Find farm | Rating Factor | 42,44 |  | % | 1 |  |  | M06 | NO |  | Candidate Wind Farms
Generators | System | Pirveli Find farm | Rating Factor | 37,76 |  | % | 1 |  |  | M07 | NO |  | Candidate Wind Farms
Generators | System | Pirveli Find farm | Rating Factor | 46,62 |  | % | 1 |  |  | M08 | NO |  | Candidate Wind Farms
Generators | System | Pirveli Find farm | Rating Factor | 37,08 |  | % | 1 |  |  | M09 | NO |  | Candidate Wind Farms
Generators | System | Pirveli Find farm | Rating Factor | 49,66 |  | % | 1 |  |  | M10 | NO |  | Candidate Wind Farms
Generators | System | Pirveli Find farm | Rating Factor | 41,15 |  | % | 1 |  |  | M11 | NO |  | Candidate Wind Farms
Generators | System | Pirveli Find farm | Rating Factor | 33,83 |  | % | 1 |  |  | M12 | NO |  | Candidate Wind Farms
Generators | System | Pirveli Find farm | Firm Capacity | 5,5 |  | MW | 1 | [5 empty] | Candidate Wind Farms
Generators | System | Pirveli Find farm | Build Cost | 1320,97 |  | $/kW | 1 | [5 empty] | Candidate Wind Farms
Generators | System | Pirveli Find farm | WACC | 9,7 |  | % | 1 | [5 empty] | Candidate Wind Farms
Generators | System | Pirveli Find farm | Economic Life | 25 |  | yr | 1 | [5 empty] | Candidate Wind Farms
Generators | System | Pirveli Find farm | Max Units Built | 0 |  | - | 1 | [5 empty] | Candidate Wind Farms
Generators | System | Pirveli Find farm | Min Units Built | 1 |  | - | 1 | [5 empty] | Candidate Wind Farms
Generators | System | Pirveli Find farm - 1 | Units | 0 |  | - | 1 | [5 empty] | Candidate Wind Farms
Generators | System | Pirveli Find farm - 1 | Max Capacity | 55 |  | MW | 1 | [5 empty] | Candidate Wind Farms
Generators | System | Pirveli Find farm - 1 | FO&M Charge | 40,03 |  | $/kW/yr | 1 | [5 empty] | Candidate Wind Farms
Generators | System | Pirveli Find farm - 1 | Rating Factor | 40 | Nigoza PU.csv | % | 1 | [5 empty] | Candidate Wind Farms
Generators | System | Pirveli Find farm - 1 | Rating Factor | 40 |  | % | 1 |  |  | M01 | NO |  | Candidate Wind Farms
Generators | System | Pirveli Find farm - 1 | Rating Factor | 42,01 |  | % | 1 |  |  | M02 | NO |  | Candidate Wind Farms
Generators | System | Pirveli Find farm - 1 | Rating Factor | 50,02 |  | % | 1 |  |  | M03 | NO |  | Candidate Wind Farms
Generators | System | Pirveli Find farm - 1 | Rating Factor | 50,21 |  | % | 1 |  |  | M04 | NO |  | Candidate Wind Farms
Generators | System | Pirveli Find farm - 1 | Rating Factor | 42,95 |  | % | 1 |  |  | M05 | NO |  | Candidate Wind Farms
Generators | System | Pirveli Find farm - 1 | Rating Factor | 42,44 |  | % | 1 |  |  | M06 | NO |  | Candidate Wind Farms
Generators | System | Pirveli Find farm - 1 | Rating Factor | 37,76 |  | % | 1 |  |  | M07 | NO |  | Candidate Wind Farms
Generators | System | Pirveli Find farm - 1 | Rating Factor | 46,62 |  | % | 1 |  |  | M08 | NO |  | Candidate Wind Farms
Generators | System | Pirveli Find farm - 1 | Rating Factor | 37,08 |  | % | 1 |  |  | M09 | NO |  | Candidate Wind Farms
Generators | System | Pirveli Find farm - 1 | Rating Factor | 49,66 |  | % | 1 |  |  | M10 | NO |  | Candidate Wind Farms
Generators | System | Pirveli Find farm - 1 | Rating Factor | 41,15 |  | % | 1 |  |  | M11 | NO |  | Candidate Wind Farms
Generators | System | Pirveli Find farm - 1 | Rating Factor | 33,83 |  | % | 1 |  |  | M12 | NO |  | Candidate Wind Farms
Generators | System | Pirveli Find farm - 1 | Firm Capacity | 5,5 |  | MW | 1 | [5 empty] | Candidate Wind Farms
Generators | System | Pirveli Find farm - 1 | Build Cost | 1320,97 |  | $/kW | 1 | [5 empty] | Candidate Wind Farms
Generators | System | Pirveli Find farm - 1 | WACC | 9,7 |  | % | 1 | [5 empty] | Candidate Wind Farms
Generators | System | Pirveli Find farm - 1 | Economic Life | 25 |  | yr | 1 | [5 empty] | Candidate Wind Farms
Generators | System | Pirveli Find farm - 1 | Max Units Built | 0 |  | - | 1 | [5 empty] | Candidate Wind Farms
Generators | System | Pirveli Find farm - 1 | Min Units Built | 1 |  | - | 1 | [5 empty] | Candidate Wind Farms
Generators | System | Pirveli Find farm №1 | Units | 0 |  | - | 1 | [5 empty] | Candidate Wind Farms
Generators | System | Pirveli Find farm №1 | Max Capacity | 30 |  | MW | 1 | [5 empty] | Candidate Wind Farms
Generators | System | Pirveli Find farm №1 | FO&M Charge | 40,03 |  | $/kW/yr | 1 | [5 empty] | Candidate Wind Farms
Generators | System | Pirveli Find farm №1 | Rating Factor | 40 | Nigoza PU.csv | % | 1 | [5 empty] | Candidate Wind Farms
Generators | System | Pirveli Find farm №1 | Rating Factor | 40 |  | % | 1 |  |  | M01 | NO |  | Candidate Wind Farms
Generators | System | Pirveli Find farm №1 | Rating Factor | 42,01 |  | % | 1 |  |  | M02 | NO |  | Candidate Wind Farms
Generators | System | Pirveli Find farm №1 | Rating Factor | 50,02 |  | % | 1 |  |  | M03 | NO |  | Candidate Wind Farms
Generators | System | Pirveli Find farm №1 | Rating Factor | 50,21 |  | % | 1 |  |  | M04 | NO |  | Candidate Wind Farms
Generators | System | Pirveli Find farm №1 | Rating Factor | 42,95 |  | % | 1 |  |  | M05 | NO |  | Candidate Wind Farms
Generators | System | Pirveli Find farm №1 | Rating Factor | 42,44 |  | % | 1 |  |  | M06 | NO |  | Candidate Wind Farms
Generators | System | Pirveli Find farm №1 | Rating Factor | 37,76 |  | % | 1 |  |  | M07 | NO |  | Candidate Wind Farms
Generators | System | Pirveli Find farm №1 | Rating Factor | 46,62 |  | % | 1 |  |  | M08 | NO |  | Candidate Wind Farms
Generators | System | Pirveli Find farm №1 | Rating Factor | 37,08 |  | % | 1 |  |  | M09 | NO |  | Candidate Wind Farms
Generators | System | Pirveli Find farm №1 | Rating Factor | 49,66 |  | % | 1 |  |  | M10 | NO |  | Candidate Wind Farms
Generators | System | Pirveli Find farm №1 | Rating Factor | 41,15 |  | % | 1 |  |  | M11 | NO |  | Candidate Wind Farms
Generators | System | Pirveli Find farm №1 | Rating Factor | 33,83 |  | % | 1 |  |  | M12 | NO |  | Candidate Wind Farms
Generators | System | Pirveli Find farm №1 | Firm Capacity | 3 |  | MW | 1 | [5 empty] | Candidate Wind Farms
Generators | System | Pirveli Find farm №1 | Build Cost | 1320,97 |  | $/kW | 1 | [5 empty] | Candidate Wind Farms
Generators | System | Pirveli Find farm №1 | WACC | 9,7 |  | % | 1 | [5 empty] | Candidate Wind Farms
Generators | System | Pirveli Find farm №1 | Economic Life | 25 |  | yr | 1 | [5 empty] | Candidate Wind Farms
Generators | System | Pirveli Find farm №1 | Max Units Built | 0 |  | - | 1 | [5 empty] | Candidate Wind Farms
Generators | System | Pona | Units | 0 |  | - | 1 | [5 empty] | Candidate Wind Farms
Generators | System | Pona | Max Capacity | 35 |  | MW | 1 | [5 empty] | Candidate Wind Farms
Generators | System | Pona | FO&M Charge | 40,03 |  | $/kW/yr | 1 | [5 empty] | Candidate Wind Farms
Generators | System | Pona | Rating Factor | 25 | Pona PU.csv | % | 1 | [5 empty] | Candidate Wind Farms
Generators | System | Pona | Rating Factor | 40 |  | % | 1 |  |  | M01 | NO |  | Candidate Wind Farms
Generators | System | Pona | Rating Factor | 42,01 |  | % | 1 |  |  | M02 | NO |  | Candidate Wind Farms
Generators | System | Pona | Rating Factor | 50,02 |  | % | 1 |  |  | M03 | NO |  | Candidate Wind Farms
Generators | System | Pona | Rating Factor | 50,21 |  | % | 1 |  |  | M04 | NO |  | Candidate Wind Farms
Generators | System | Pona | Rating Factor | 42,95 |  | % | 1 |  |  | M05 | NO |  | Candidate Wind Farms
Generators | System | Pona | Rating Factor | 42,44 |  | % | 1 |  |  | M06 | NO |  | Candidate Wind Farms
Generators | System | Pona | Rating Factor | 37,76 |  | % | 1 |  |  | M07 | NO |  | Candidate Wind Farms
Generators | System | Pona | Rating Factor | 46,62 |  | % | 1 |  |  | M08 | NO |  | Candidate Wind Farms
Generators | System | Pona | Rating Factor | 37,08 |  | % | 1 |  |  | M09 | NO |  | Candidate Wind Farms
Generators | System | Pona | Rating Factor | 49,66 |  | % | 1 |  |  | M10 | NO |  | Candidate Wind Farms
Generators | System | Pona | Rating Factor | 41,15 |  | % | 1 |  |  | M11 | NO |  | Candidate Wind Farms
Generators | System | Pona | Rating Factor | 33,83 |  | % | 1 |  |  | M12 | NO |  | Candidate Wind Farms
Generators | System | Pona | Firm Capacity | 3,5 |  | MW | 1 | [5 empty] | Candidate Wind Farms
Generators | System | Pona | Build Cost | 1320,97 |  | $/kW | 1 | [5 empty] | Candidate Wind Farms
Generators | System | Pona | WACC | 9,7 |  | % | 1 | [5 empty] | Candidate Wind Farms
Generators | System | Pona | Economic Life | 25 |  | yr | 1 | [5 empty] | Candidate Wind Farms
Generators | System | Pona | Max Units Built | 0 |  | - | 1 | [5 empty] | Candidate Wind Farms
Generators | System | Pona | Min Units Built | 1 |  | - | 1 | [5 empty] | Candidate Wind Farms
Generators | System | Rikoti | Units | 0 |  | - | 1 | [5 empty] | Candidate Wind Farms
Generators | System | Rikoti | Max Capacity | 65 |  | MW | 1 | [5 empty] | Candidate Wind Farms
Generators | System | Rikoti | FO&M Charge | 40,03 |  | $/kW/yr | 1 | [5 empty] | Candidate Wind Farms
Generators | System | Rikoti | Rating Factor | 65 | Rikoti PU.csv | % | 1 | [5 empty] | Candidate Wind Farms
Generators | System | Rikoti | Rating Factor | 40 |  | % | 1 |  |  | M01 | NO |  | Candidate Wind Farms
Generators | System | Rikoti | Rating Factor | 42,01 |  | % | 1 |  |  | M02 | NO |  | Candidate Wind Farms
Generators | System | Rikoti | Rating Factor | 50,02 |  | % | 1 |  |  | M03 | NO |  | Candidate Wind Farms
Generators | System | Rikoti | Rating Factor | 50,21 |  | % | 1 |  |  | M04 | NO |  | Candidate Wind Farms
Generators | System | Rikoti | Rating Factor | 42,95 |  | % | 1 |  |  | M05 | NO |  | Candidate Wind Farms
Generators | System | Rikoti | Rating Factor | 42,44 |  | % | 1 |  |  | M06 | NO |  | Candidate Wind Farms
Generators | System | Rikoti | Rating Factor | 37,76 |  | % | 1 |  |  | M07 | NO |  | Candidate Wind Farms
Generators | System | Rikoti | Rating Factor | 46,62 |  | % | 1 |  |  | M08 | NO |  | Candidate Wind Farms
Generators | System | Rikoti | Rating Factor | 37,08 |  | % | 1 |  |  | M09 | NO |  | Candidate Wind Farms
Generators | System | Rikoti | Rating Factor | 49,66 |  | % | 1 |  |  | M10 | NO |  | Candidate Wind Farms
Generators | System | Rikoti | Rating Factor | 41,15 |  | % | 1 |  |  | M11 | NO |  | Candidate Wind Farms
Generators | System | Rikoti | Rating Factor | 33,83 |  | % | 1 |  |  | M12 | NO |  | Candidate Wind Farms
Generators | System | Rikoti | Firm Capacity | 6,5 |  | MW | 1 | [5 empty] | Candidate Wind Farms
Generators | System | Rikoti | Build Cost | 1320,97 |  | $/kW | 1 | [5 empty] | Candidate Wind Farms
Generators | System | Rikoti | WACC | 9,7 |  | % | 1 | [5 empty] | Candidate Wind Farms
Generators | System | Rikoti | Economic Life | 25 |  | yr | 1 | [5 empty] | Candidate Wind Farms
Generators | System | Rikoti | Max Units Built | 0 |  | - | 1 | [5 empty] | Candidate Wind Farms
Generators | System | Saakadze | Units | 0 |  | - | 1 | [5 empty] | Candidate Wind Farms
Generators | System | Saakadze | Max Capacity | 15 |  | MW | 1 | [5 empty] | Candidate Wind Farms
Generators | System | Saakadze | FO&M Charge | 40,03 |  | $/kW/yr | 1 | [5 empty] | Candidate Wind Farms
Generators | System | Saakadze | Rating Factor | 50 | Tbilisi PU.csv | % | 1 | [5 empty] | Candidate Wind Farms
Generators | System | Saakadze | Rating Factor | 40 |  | % | 1 |  |  | M01 | NO |  | Candidate Wind Farms
Generators | System | Saakadze | Rating Factor | 42,01 |  | % | 1 |  |  | M02 | NO |  | Candidate Wind Farms
Generators | System | Saakadze | Rating Factor | 50,02 |  | % | 1 |  |  | M03 | NO |  | Candidate Wind Farms
Generators | System | Saakadze | Rating Factor | 50,21 |  | % | 1 |  |  | M04 | NO |  | Candidate Wind Farms
Generators | System | Saakadze | Rating Factor | 42,95 |  | % | 1 |  |  | M05 | NO |  | Candidate Wind Farms
Generators | System | Saakadze | Rating Factor | 42,44 |  | % | 1 |  |  | M06 | NO |  | Candidate Wind Farms
Generators | System | Saakadze | Rating Factor | 37,76 |  | % | 1 |  |  | M07 | NO |  | Candidate Wind Farms
Generators | System | Saakadze | Rating Factor | 46,62 |  | % | 1 |  |  | M08 | NO |  | Candidate Wind Farms
Generators | System | Saakadze | Rating Factor | 37,08 |  | % | 1 |  |  | M09 | NO |  | Candidate Wind Farms
Generators | System | Saakadze | Rating Factor | 49,66 |  | % | 1 |  |  | M10 | NO |  | Candidate Wind Farms
Generators | System | Saakadze | Rating Factor | 41,15 |  | % | 1 |  |  | M11 | NO |  | Candidate Wind Farms
Generators | System | Saakadze | Rating Factor | 33,83 |  | % | 1 |  |  | M12 | NO |  | Candidate Wind Farms
Generators | System | Saakadze | Firm Capacity | 1,5 |  | MW | 1 | [5 empty] | Candidate Wind Farms
Generators | System | Saakadze | Build Cost | 1320,97 |  | $/kW | 1 | [5 empty] | Candidate Wind Farms
Generators | System | Saakadze | WACC | 9,7 |  | % | 1 | [5 empty] | Candidate Wind Farms
Generators | System | Saakadze | Economic Life | 25 |  | yr | 1 | [5 empty] | Candidate Wind Farms
Generators | System | Saakadze | Max Units Built | 0 |  | - | 1 | [5 empty] | Candidate Wind Farms
Generators | System | Saakadze | Min Units Built | 1 |  | - | 1 | [5 empty] | Candidate Wind Farms
Generators | System | Tbilisi | Units | 0 |  | - | 1 | [5 empty] | Candidate Wind Farms
Generators | System | Tbilisi | Max Capacity | 60 |  | MW | 1 | [5 empty] | Candidate Wind Farms
Generators | System | Tbilisi | FO&M Charge | 40,03 |  | $/kW/yr | 1 | [5 empty] | Candidate Wind Farms
Generators | System | Tbilisi | Rating Factor | 50 | Tbilisi PU.csv | % | 1 | [5 empty] | Candidate Wind Farms
Generators | System | Tbilisi | Rating Factor | 40 |  | % | 1 |  |  | M01 | NO |  | Candidate Wind Farms
Generators | System | Tbilisi | Rating Factor | 42,01 |  | % | 1 |  |  | M02 | NO |  | Candidate Wind Farms
Generators | System | Tbilisi | Rating Factor | 50,02 |  | % | 1 |  |  | M03 | NO |  | Candidate Wind Farms
Generators | System | Tbilisi | Rating Factor | 50,21 |  | % | 1 |  |  | M04 | NO |  | Candidate Wind Farms
Generators | System | Tbilisi | Rating Factor | 42,95 |  | % | 1 |  |  | M05 | NO |  | Candidate Wind Farms
Generators | System | Tbilisi | Rating Factor | 42,44 |  | % | 1 |  |  | M06 | NO |  | Candidate Wind Farms
Generators | System | Tbilisi | Rating Factor | 37,76 |  | % | 1 |  |  | M07 | NO |  | Candidate Wind Farms
Generators | System | Tbilisi | Rating Factor | 46,62 |  | % | 1 |  |  | M08 | NO |  | Candidate Wind Farms
Generators | System | Tbilisi | Rating Factor | 37,08 |  | % | 1 |  |  | M09 | NO |  | Candidate Wind Farms
Generators | System | Tbilisi | Rating Factor | 49,66 |  | % | 1 |  |  | M10 | NO |  | Candidate Wind Farms
Generators | System | Tbilisi | Rating Factor | 41,15 |  | % | 1 |  |  | M11 | NO |  | Candidate Wind Farms
Generators | System | Tbilisi | Rating Factor | 33,83 |  | % | 1 |  |  | M12 | NO |  | Candidate Wind Farms
Generators | System | Tbilisi | Firm Capacity | 6 |  | MW | 1 | [5 empty] | Candidate Wind Farms
Generators | System | Tbilisi | Build Cost | 1320,97 |  | $/kW | 1 | [5 empty] | Candidate Wind Farms
Generators | System | Tbilisi | WACC | 9,7 |  | % | 1 | [5 empty] | Candidate Wind Farms
Generators | System | Tbilisi | Economic Life | 25 |  | yr | 1 | [5 empty] | Candidate Wind Farms
Generators | System | Tbilisi | Max Units Built | 0 |  | - | 1 | [5 empty] | Candidate Wind Farms
Generators | System | Tkibuli WFF | Units | 0 |  | - | 1 | [5 empty] | Candidate Wind Farms
Generators | System | Tkibuli WFF | Max Capacity | 50 |  | MW | 1 | [5 empty] | Candidate Wind Farms
Generators | System | Tkibuli WFF | FO&M Charge | 40,03 |  | $/kW/yr | 1 | [5 empty] | Candidate Wind Farms
Generators | System | Tkibuli WFF | Rating Factor | 100 | Imereti PU.csv | % | 1 | [5 empty] | Candidate Wind Farms
Generators | System | Tkibuli WFF | Rating Factor | 40 |  | % | 1 |  |  | M01 | NO |  | Candidate Wind Farms
Generators | System | Tkibuli WFF | Rating Factor | 42,01 |  | % | 1 |  |  | M02 | NO |  | Candidate Wind Farms
Generators | System | Tkibuli WFF | Rating Factor | 50,02 |  | % | 1 |  |  | M03 | NO |  | Candidate Wind Farms
Generators | System | Tkibuli WFF | Rating Factor | 50,21 |  | % | 1 |  |  | M04 | NO |  | Candidate Wind Farms
Generators | System | Tkibuli WFF | Rating Factor | 42,95 |  | % | 1 |  |  | M05 | NO |  | Candidate Wind Farms
Generators | System | Tkibuli WFF | Rating Factor | 42,44 |  | % | 1 |  |  | M06 | NO |  | Candidate Wind Farms
Generators | System | Tkibuli WFF | Rating Factor | 37,76 |  | % | 1 |  |  | M07 | NO |  | Candidate Wind Farms
Generators | System | Tkibuli WFF | Rating Factor | 46,62 |  | % | 1 |  |  | M08 | NO |  | Candidate Wind Farms
Generators | System | Tkibuli WFF | Rating Factor | 37,08 |  | % | 1 |  |  | M09 | NO |  | Candidate Wind Farms
Generators | System | Tkibuli WFF | Rating Factor | 49,66 |  | % | 1 |  |  | M10 | NO |  | Candidate Wind Farms
Generators | System | Tkibuli WFF | Rating Factor | 41,15 |  | % | 1 |  |  | M11 | NO |  | Candidate Wind Farms
Generators | System | Tkibuli WFF | Rating Factor | 33,83 |  | % | 1 |  |  | M12 | NO |  | Candidate Wind Farms
Generators | System | Tkibuli WFF | Firm Capacity | 5 |  | MW | 1 | [5 empty] | Candidate Wind Farms
Generators | System | Tkibuli WFF | Build Cost | 1320,97 |  | $/kW | 1 | [5 empty] | Candidate Wind Farms
Generators | System | Tkibuli WFF | WACC | 9,7 |  | % | 1 | [5 empty] | Candidate Wind Farms
Generators | System | Tkibuli WFF | Economic Life | 25 |  | yr | 1 | [5 empty] | Candidate Wind Farms
Generators | System | Tkibuli WFF | Max Units Built | 0 |  | - | 1 | [5 empty] | Candidate Wind Farms
Generators | System | Tkibuli WFF | Min Units Built | 1 |  | - | 1 | [5 empty] | Candidate Wind Farms
Generators | System | Zemo WFF | Units | 0 |  | - | 1 | [5 empty] | Candidate Wind Farms
Generators | System | Zemo WFF | Max Capacity | 11 |  | MW | 1 | [5 empty] | Candidate Wind Farms
Generators | System | Zemo WFF | FO&M Charge | 40,03 |  | $/kW/yr | 1 | [5 empty] | Candidate Wind Farms
Generators | System | Zemo WFF | Rating Factor | 40 | Nigoza PU.csv | % | 1 | [5 empty] | Candidate Wind Farms
Generators | System | Zemo WFF | Rating Factor | 40 |  | % | 1 |  |  | M01 | NO |  | Candidate Wind Farms
Generators | System | Zemo WFF | Rating Factor | 42,01 |  | % | 1 |  |  | M02 | NO |  | Candidate Wind Farms
Generators | System | Zemo WFF | Rating Factor | 50,02 |  | % | 1 |  |  | M03 | NO |  | Candidate Wind Farms
Generators | System | Zemo WFF | Rating Factor | 50,21 |  | % | 1 |  |  | M04 | NO |  | Candidate Wind Farms
Generators | System | Zemo WFF | Rating Factor | 42,95 |  | % | 1 |  |  | M05 | NO |  | Candidate Wind Farms
Generators | System | Zemo WFF | Rating Factor | 42,44 |  | % | 1 |  |  | M06 | NO |  | Candidate Wind Farms
Generators | System | Zemo WFF | Rating Factor | 37,76 |  | % | 1 |  |  | M07 | NO |  | Candidate Wind Farms
Generators | System | Zemo WFF | Rating Factor | 46,62 |  | % | 1 |  |  | M08 | NO |  | Candidate Wind Farms
Generators | System | Zemo WFF | Rating Factor | 37,08 |  | % | 1 |  |  | M09 | NO |  | Candidate Wind Farms
Generators | System | Zemo WFF | Rating Factor | 49,66 |  | % | 1 |  |  | M10 | NO |  | Candidate Wind Farms
Generators | System | Zemo WFF | Rating Factor | 41,15 |  | % | 1 |  |  | M11 | NO |  | Candidate Wind Farms
Generators | System | Zemo WFF | Rating Factor | 33,83 |  | % | 1 |  |  | M12 | NO |  | Candidate Wind Farms
Generators | System | Zemo WFF | Firm Capacity | 1,1 |  | MW | 1 | [5 empty] | Candidate Wind Farms
Generators | System | Zemo WFF | Build Cost | 1320,97 |  | $/kW | 1 | [5 empty] | Candidate Wind Farms
Generators | System | Zemo WFF | WACC | 9,7 |  | % | 1 | [5 empty] | Candidate Wind Farms
Generators | System | Zemo WFF | Economic Life | 25 |  | yr | 1 | [5 empty] | Candidate Wind Farms
Generators | System | Zemo WFF | Max Units Built | 0 |  | - | 1 | [5 empty] | Candidate Wind Farms
Generators | System | Zetafoni | Units | 0 |  | - | 1 | [5 empty] | Candidate Wind Farms
Generators | System | Zetafoni | Max Capacity | 50 |  | MW | 1 | [5 empty] | Candidate Wind Farms
Generators | System | Zetafoni | FO&M Charge | 40,03 |  | $/kW/yr | 1 | [5 empty] | Candidate Wind Farms
Generators | System | Zetafoni | Rating Factor | 100 | Imereti PU.csv | % | 1 | [5 empty] | Candidate Wind Farms
Generators | System | Zetafoni | Rating Factor | 40 |  | % | 1 |  |  | M01 | NO |  | Candidate Wind Farms
Generators | System | Zetafoni | Rating Factor | 42,01 |  | % | 1 |  |  | M02 | NO |  | Candidate Wind Farms
Generators | System | Zetafoni | Rating Factor | 50,02 |  | % | 1 |  |  | M03 | NO |  | Candidate Wind Farms
Generators | System | Zetafoni | Rating Factor | 50,21 |  | % | 1 |  |  | M04 | NO |  | Candidate Wind Farms
Generators | System | Zetafoni | Rating Factor | 42,95 |  | % | 1 |  |  | M05 | NO |  | Candidate Wind Farms
Generators | System | Zetafoni | Rating Factor | 42,44 |  | % | 1 |  |  | M06 | NO |  | Candidate Wind Farms
Generators | System | Zetafoni | Rating Factor | 37,76 |  | % | 1 |  |  | M07 | NO |  | Candidate Wind Farms
Generators | System | Zetafoni | Rating Factor | 46,62 |  | % | 1 |  |  | M08 | NO |  | Candidate Wind Farms
Generators | System | Zetafoni | Rating Factor | 37,08 |  | % | 1 |  |  | M09 | NO |  | Candidate Wind Farms
Generators | System | Zetafoni | Rating Factor | 49,66 |  | % | 1 |  |  | M10 | NO |  | Candidate Wind Farms
Generators | System | Zetafoni | Rating Factor | 41,15 |  | % | 1 |  |  | M11 | NO |  | Candidate Wind Farms
Generators | System | Zetafoni | Rating Factor | 33,83 |  | % | 1 |  |  | M12 | NO |  | Candidate Wind Farms
Generators | System | Zetafoni | Firm Capacity | 5 |  | MW | 1 | [5 empty] | Candidate Wind Farms
Generators | System | Zetafoni | Build Cost | 1320,97 |  | $/kW | 1 | [5 empty] | Candidate Wind Farms
Generators | System | Zetafoni | WACC | 9,7 |  | % | 1 | [5 empty] | Candidate Wind Farms
Generators | System | Zetafoni | Economic Life | 25 |  | yr | 1 | [5 empty] | Candidate Wind Farms
Generators | System | Zetafoni | Max Units Built | 0 |  | - | 1 | [5 empty] | Candidate Wind Farms
Generator.Constraints | Central wind farm | FCR Wind - Down | Installed Capacity Coefficient | -0,0168 |  | MW | 1 | [5 empty] | Reserve Sizing Wind FCR
Generator.Constraints | Central wind farm | FCR Wind - Down | Units Built Coefficient | 0 |  | - | 1 | [5 empty] | Reserve Sizing Wind FCR
Generator.Constraints | Central wind farm | FCR Wind - UP | Installed Capacity Coefficient | -0,0168 |  | MW | 1 | [5 empty] | Reserve Sizing Wind FCR
Generator.Constraints | Central wind farm | Reserve Sizing wind - Down | Installed Capacity Coefficient | -0,06 |  | MW | 1 | [5 empty] | Reserve Sizing Wind AFRR
Generator.Constraints | Central wind farm | Reserve Sizing wind - UP | Installed Capacity Coefficient | -0,06 |  | MW | 1 | [5 empty] | Reserve Sizing Wind AFRR
Generator.Constraints | Central wind farm | MFRR Wind - Down | Installed Capacity Coefficient | -0,19 |  | MW | 1 | [5 empty] | Reserve Sizing Wind MFRR
Generator.Constraints | Central wind farm | MFRR Wind - UP | Installed Capacity Coefficient | -0,19 |  | MW | 1 | [5 empty] | Reserve Sizing Wind MFRR
Generator.Constraints | Central wind farm 1 | FCR Wind - Down | Installed Capacity Coefficient | -0,0168 |  | MW | 1 | [5 empty] | Reserve Sizing Wind FCR
Generator.Constraints | Central wind farm 1 | FCR Wind - UP | Installed Capacity Coefficient | -0,0168 |  | MW | 1 | [5 empty] | Reserve Sizing Wind FCR
Generator.Constraints | Central wind farm 1 | Reserve Sizing wind - Down | Installed Capacity Coefficient | -0,06 |  | MW | 1 | [5 empty] | Reserve Sizing Wind AFRR
Generator.Constraints | Central wind farm 1 | Reserve Sizing wind - UP | Installed Capacity Coefficient | -0,06 |  | MW | 1 | [5 empty] | Reserve Sizing Wind AFRR
Generator.Constraints | Central wind farm 1 | MFRR Wind - Down | Installed Capacity Coefficient | -0,19 |  | MW | 1 | [5 empty] | Reserve Sizing Wind MFRR
Generator.Constraints | Central wind farm 1 | MFRR Wind - UP | Installed Capacity Coefficient | -0,19 |  | MW | 1 | [5 empty] | Reserve Sizing Wind MFRR
Generator.Constraints | Central wind farm 2 | FCR Wind - Down | Installed Capacity Coefficient | -0,0168 |  | MW | 1 | [5 empty] | Reserve Sizing Wind FCR
Generator.Constraints | Central wind farm 2 | FCR Wind - UP | Installed Capacity Coefficient | -0,0168 |  | MW | 1 | [5 empty] | Reserve Sizing Wind FCR
Generator.Constraints | Central wind farm 2 | Reserve Sizing wind - Down | Installed Capacity Coefficient | -0,06 |  | MW | 1 | [5 empty] | Reserve Sizing Wind AFRR
Generator.Constraints | Central wind farm 2 | Reserve Sizing wind - UP | Installed Capacity Coefficient | -0,06 |  | MW | 1 | [5 empty] | Reserve Sizing Wind AFRR
Generator.Constraints | Central wind farm 2 | MFRR Wind - Down | Installed Capacity Coefficient | -0,19 |  | MW | 1 | [5 empty] | Reserve Sizing Wind MFRR
Generator.Constraints | Central wind farm 2 | MFRR Wind - UP | Installed Capacity Coefficient | -0,19 |  | MW | 1 | [5 empty] | Reserve Sizing Wind MFRR
Generator.Constraints | GEDF - Nadarbazevi | FCR Wind - Down | Installed Capacity Coefficient | -0,0168 |  | MW | 1 | [5 empty] | Reserve Sizing Wind FCR
Generator.Constraints | GEDF - Nadarbazevi | FCR Wind - UP | Installed Capacity Coefficient | -0,0168 |  | MW | 1 | [5 empty] | Reserve Sizing Wind FCR
Generator.Constraints | GEDF - Nadarbazevi | Reserve Sizing wind - Down | Installed Capacity Coefficient | -0,06 |  | MW | 1 | [5 empty] | Reserve Sizing Wind AFRR
Generator.Constraints | GEDF - Nadarbazevi | Reserve Sizing wind - UP | Installed Capacity Coefficient | -0,06 |  | MW | 1 | [5 empty] | Reserve Sizing Wind AFRR
Generator.Constraints | GEDF - Nadarbazevi | MFRR Wind - Down | Installed Capacity Coefficient | -0,19 |  | MW | 1 | [5 empty] | Reserve Sizing Wind MFRR
Generator.Constraints | GEDF - Nadarbazevi | MFRR Wind - UP | Installed Capacity Coefficient | -0,19 |  | MW | 1 | [5 empty] | Reserve Sizing Wind MFRR
Generator.Constraints | Imereti | FCR Wind - Down | Installed Capacity Coefficient | -0,0168 |  | MW | 1 | [5 empty] | Reserve Sizing Wind FCR
Generator.Constraints | Imereti | FCR Wind - UP | Installed Capacity Coefficient | -0,0168 |  | MW | 1 | [5 empty] | Reserve Sizing Wind FCR
Generator.Constraints | Imereti | Reserve Sizing wind - Down | Installed Capacity Coefficient | -0,06 |  | MW | 1 | [5 empty] | Reserve Sizing Wind AFRR
Generator.Constraints | Imereti | Reserve Sizing wind - UP | Installed Capacity Coefficient | -0,06 |  | MW | 1 | [5 empty] | Reserve Sizing Wind AFRR
Generator.Constraints | Imereti | MFRR Wind - Down | Installed Capacity Coefficient | -0,19 |  | MW | 1 | [5 empty] | Reserve Sizing Wind MFRR
Generator.Constraints | Imereti | MFRR Wind - UP | Installed Capacity Coefficient | -0,19 |  | MW | 1 | [5 empty] | Reserve Sizing Wind MFRR
Generator.Constraints | Imereti 1 | FCR Wind - Down | Installed Capacity Coefficient | -0,0168 |  | MW | 1 | [5 empty] | Reserve Sizing Wind FCR
Generator.Constraints | Imereti 1 | FCR Wind - UP | Installed Capacity Coefficient | -0,0168 |  | MW | 1 | [5 empty] | Reserve Sizing Wind FCR
Generator.Constraints | Imereti 1 | Reserve Sizing wind - Down | Installed Capacity Coefficient | -0,06 |  | MW | 1 | [5 empty] | Reserve Sizing Wind AFRR
Generator.Constraints | Imereti 1 | Reserve Sizing wind - UP | Installed Capacity Coefficient | -0,06 |  | MW | 1 | [5 empty] | Reserve Sizing Wind AFRR
Generator.Constraints | Imereti 1 | MFRR Wind - Down | Installed Capacity Coefficient | -0,19 |  | MW | 1 | [5 empty] | Reserve Sizing Wind MFRR
Generator.Constraints | Imereti 1 | MFRR Wind - UP | Installed Capacity Coefficient | -0,19 |  | MW | 1 | [5 empty] | Reserve Sizing Wind MFRR
Generator.Constraints | Imereti 2 | FCR Wind - Down | Installed Capacity Coefficient | -0,0168 |  | MW | 1 | [5 empty] | Reserve Sizing Wind FCR
Generator.Constraints | Imereti 2 | FCR Wind - UP | Installed Capacity Coefficient | -0,0168 |  | MW | 1 | [5 empty] | Reserve Sizing Wind FCR
Generator.Constraints | Imereti 2 | Reserve Sizing wind - Down | Installed Capacity Coefficient | -0,06 |  | MW | 1 | [5 empty] | Reserve Sizing Wind AFRR
Generator.Constraints | Imereti 2 | Reserve Sizing wind - UP | Installed Capacity Coefficient | -0,06 |  | MW | 1 | [5 empty] | Reserve Sizing Wind AFRR
Generator.Constraints | Imereti 2 | MFRR Wind - Down | Installed Capacity Coefficient | -0,19 |  | MW | 1 | [5 empty] | Reserve Sizing Wind MFRR
Generator.Constraints | Imereti 2 | MFRR Wind - UP | Installed Capacity Coefficient | -0,19 |  | MW | 1 | [5 empty] | Reserve Sizing Wind MFRR
Generator.Constraints | Imereti 3 | FCR Wind - Down | Installed Capacity Coefficient | -0,0168 |  | MW | 1 | [5 empty] | Reserve Sizing Wind FCR
Generator.Constraints | Imereti 3 | FCR Wind - UP | Installed Capacity Coefficient | -0,0168 |  | MW | 1 | [5 empty] | Reserve Sizing Wind FCR
Generator.Constraints | Imereti 3 | Reserve Sizing wind - Down | Installed Capacity Coefficient | -0,06 |  | MW | 1 | [5 empty] | Reserve Sizing Wind AFRR
Generator.Constraints | Imereti 3 | Reserve Sizing wind - UP | Installed Capacity Coefficient | -0,06 |  | MW | 1 | [5 empty] | Reserve Sizing Wind AFRR
Generator.Constraints | Imereti 3 | MFRR Wind - Down | Installed Capacity Coefficient | -0,19 |  | MW | 1 | [5 empty] | Reserve Sizing Wind MFRR
Generator.Constraints | Imereti 3 | MFRR Wind - UP | Installed Capacity Coefficient | -0,19 |  | MW | 1 | [5 empty] | Reserve Sizing Wind MFRR
Generator.Constraints | Imereti 4 | FCR Wind - Down | Installed Capacity Coefficient | -0,0168 |  | MW | 1 | [5 empty] | Reserve Sizing Wind FCR
Generator.Constraints | Imereti 4 | FCR Wind - UP | Installed Capacity Coefficient | -0,0168 |  | MW | 1 | [5 empty] | Reserve Sizing Wind FCR
Generator.Constraints | Imereti 4 | Reserve Sizing wind - Down | Installed Capacity Coefficient | -0,06 |  | MW | 1 | [5 empty] | Reserve Sizing Wind AFRR
Generator.Constraints | Imereti 4 | Reserve Sizing wind - UP | Installed Capacity Coefficient | -0,06 |  | MW | 1 | [5 empty] | Reserve Sizing Wind AFRR
Generator.Constraints | Imereti 4 | MFRR Wind - Down | Installed Capacity Coefficient | -0,19 |  | MW | 1 | [5 empty] | Reserve Sizing Wind MFRR
Generator.Constraints | Imereti 4 | MFRR Wind - UP | Installed Capacity Coefficient | -0,19 |  | MW | 1 | [5 empty] | Reserve Sizing Wind MFRR
Generator.Constraints | Imereti 5 | FCR Wind - Down | Installed Capacity Coefficient | -0,0168 |  | MW | 1 | [5 empty] | Reserve Sizing Wind FCR
Generator.Constraints | Imereti 5 | FCR Wind - UP | Installed Capacity Coefficient | -0,0168 |  | MW | 1 | [5 empty] | Reserve Sizing Wind FCR
Generator.Constraints | Imereti 5 | Reserve Sizing wind - Down | Installed Capacity Coefficient | -0,06 |  | MW | 1 | [5 empty] | Reserve Sizing Wind AFRR
Generator.Constraints | Imereti 5 | Reserve Sizing wind - UP | Installed Capacity Coefficient | -0,06 |  | MW | 1 | [5 empty] | Reserve Sizing Wind AFRR
Generator.Constraints | Imereti 5 | MFRR Wind - Down | Installed Capacity Coefficient | -0,19 |  | MW | 1 | [5 empty] | Reserve Sizing Wind MFRR
Generator.Constraints | Imereti 5 | MFRR Wind - UP | Installed Capacity Coefficient | -0,19 |  | MW | 1 | [5 empty] | Reserve Sizing Wind MFRR
Generator.Constraints | Kaspi | FCR Wind - Down | Installed Capacity Coefficient | -0,0168 |  | MW | 1 | [5 empty] | Reserve Sizing Wind FCR
Generator.Constraints | Kaspi | FCR Wind - UP | Installed Capacity Coefficient | -0,0168 |  | MW | 1 | [5 empty] | Reserve Sizing Wind FCR
Generator.Constraints | Kaspi | Reserve Sizing wind - Down | Installed Capacity Coefficient | -0,06 |  | MW | 1 | [5 empty] | Reserve Sizing Wind AFRR
Generator.Constraints | Kaspi | Reserve Sizing wind - UP | Installed Capacity Coefficient | -0,06 |  | MW | 1 | [5 empty] | Reserve Sizing Wind AFRR
Generator.Constraints | Kaspi | MFRR Wind - Down | Installed Capacity Coefficient | -0,19 |  | MW | 1 | [5 empty] | Reserve Sizing Wind MFRR
Generator.Constraints | Kaspi | MFRR Wind - UP | Installed Capacity Coefficient | -0,19 |  | MW | 1 | [5 empty] | Reserve Sizing Wind MFRR
Generator.Constraints | Khartli 2 -1 | FCR Wind - Down | Installed Capacity Coefficient | -0,0168 |  | MW | 1 | [5 empty] | Reserve Sizing Wind FCR
Generator.Constraints | Khartli 2 -1 | FCR Wind - UP | Installed Capacity Coefficient | -0,0168 |  | MW | 1 | [5 empty] | Reserve Sizing Wind FCR
Generator.Constraints | Khartli 2 -1 | Reserve Sizing wind - Down | Installed Capacity Coefficient | -0,06 |  | MW | 1 | [5 empty] | Reserve Sizing Wind AFRR
Generator.Constraints | Khartli 2 -1 | Reserve Sizing wind - UP | Installed Capacity Coefficient | -0,06 |  | MW | 1 | [5 empty] | Reserve Sizing Wind AFRR
Generator.Constraints | Khartli 2 -1 | MFRR Wind - Down | Installed Capacity Coefficient | -0,19 |  | MW | 1 | [5 empty] | Reserve Sizing Wind MFRR
Generator.Constraints | Khartli 2 -1 | MFRR Wind - UP | Installed Capacity Coefficient | -0,19 |  | MW | 1 | [5 empty] | Reserve Sizing Wind MFRR
Generator.Constraints | Khashuri | FCR Wind - Down | Installed Capacity Coefficient | -0,0168 |  | MW | 1 | [5 empty] | Reserve Sizing Wind FCR
Generator.Constraints | Khashuri | FCR Wind - UP | Installed Capacity Coefficient | -0,0168 |  | MW | 1 | [5 empty] | Reserve Sizing Wind FCR
Generator.Constraints | Khashuri | Reserve Sizing wind - Down | Installed Capacity Coefficient | -0,06 |  | MW | 1 | [5 empty] | Reserve Sizing Wind AFRR
Generator.Constraints | Khashuri | Reserve Sizing wind - UP | Installed Capacity Coefficient | -0,06 |  | MW | 1 | [5 empty] | Reserve Sizing Wind AFRR
Generator.Constraints | Khashuri | MFRR Wind - Down | Installed Capacity Coefficient | -0,19 |  | MW | 1 | [5 empty] | Reserve Sizing Wind MFRR
Generator.Constraints | Khashuri | MFRR Wind - UP | Installed Capacity Coefficient | -0,19 |  | MW | 1 | [5 empty] | Reserve Sizing Wind MFRR
Generator.Constraints | Kutaisi | FCR Wind - Down | Installed Capacity Coefficient | -0,0168 |  | MW | 1 | [5 empty] | Reserve Sizing Wind FCR
Generator.Constraints | Kutaisi | FCR Wind - UP | Installed Capacity Coefficient | -0,0168 |  | MW | 1 | [5 empty] | Reserve Sizing Wind FCR
Generator.Constraints | Kutaisi | Reserve Sizing wind - Down | Installed Capacity Coefficient | -0,06 |  | MW | 1 | [5 empty] | Reserve Sizing Wind AFRR
Generator.Constraints | Kutaisi | Reserve Sizing wind - UP | Installed Capacity Coefficient | -0,06 |  | MW | 1 | [5 empty] | Reserve Sizing Wind AFRR
Generator.Constraints | Kutaisi | MFRR Wind - Down | Installed Capacity Coefficient | -0,19 |  | MW | 1 | [5 empty] | Reserve Sizing Wind MFRR
Generator.Constraints | Kutaisi | MFRR Wind - UP | Installed Capacity Coefficient | -0,19 |  | MW | 1 | [5 empty] | Reserve Sizing Wind MFRR
Generator.Constraints | Martkofi | FCR Wind - Down | Installed Capacity Coefficient | -0,0168 |  | MW | 1 | [5 empty] | Reserve Sizing Wind FCR
Generator.Constraints | Martkofi | FCR Wind - UP | Installed Capacity Coefficient | -0,0168 |  | MW | 1 | [5 empty] | Reserve Sizing Wind FCR
Generator.Constraints | Martkofi | Reserve Sizing wind - Down | Installed Capacity Coefficient | -0,06 |  | MW | 1 | [5 empty] | Reserve Sizing Wind AFRR
Generator.Constraints | Martkofi | Reserve Sizing wind - UP | Installed Capacity Coefficient | -0,06 |  | MW | 1 | [5 empty] | Reserve Sizing Wind AFRR
Generator.Constraints | Martkofi | MFRR Wind - Down | Installed Capacity Coefficient | -0,19 |  | MW | 1 | [5 empty] | Reserve Sizing Wind MFRR
Generator.Constraints | Martkofi | MFRR Wind - UP | Installed Capacity Coefficient | -0,19 |  | MW | 1 | [5 empty] | Reserve Sizing Wind MFRR
Generator.Constraints | Nigoza | FCR Wind - Down | Installed Capacity Coefficient | -0,0168 |  | MW | 1 | [5 empty] | Reserve Sizing Wind FCR
Generator.Constraints | Nigoza | FCR Wind - UP | Installed Capacity Coefficient | -0,0168 |  | MW | 1 | [5 empty] | Reserve Sizing Wind FCR
Generator.Constraints | Nigoza | Reserve Sizing wind - Down | Installed Capacity Coefficient | -0,06 |  | MW | 1 | [5 empty] | Reserve Sizing Wind AFRR
Generator.Constraints | Nigoza | Reserve Sizing wind - UP | Installed Capacity Coefficient | -0,06 |  | MW | 1 | [5 empty] | Reserve Sizing Wind AFRR
Generator.Constraints | Nigoza | MFRR Wind - Down | Installed Capacity Coefficient | -0,19 |  | MW | 1 | [5 empty] | Reserve Sizing Wind MFRR
Generator.Constraints | Nigoza | MFRR Wind - UP | Installed Capacity Coefficient | -0,19 |  | MW | 1 | [5 empty] | Reserve Sizing Wind MFRR
Generator.Constraints | Phlevi | FCR Wind - Down | Installed Capacity Coefficient | -0,0168 |  | MW | 1 | [5 empty] | Reserve Sizing Wind FCR
Generator.Constraints | Phlevi | FCR Wind - UP | Installed Capacity Coefficient | -0,0168 |  | MW | 1 | [5 empty] | Reserve Sizing Wind FCR
Generator.Constraints | Phlevi | Reserve Sizing wind - Down | Installed Capacity Coefficient | -0,06 |  | MW | 1 | [5 empty] | Reserve Sizing Wind AFRR
Generator.Constraints | Phlevi | Reserve Sizing wind - UP | Installed Capacity Coefficient | -0,06 |  | MW | 1 | [5 empty] | Reserve Sizing Wind AFRR
Generator.Constraints | Phlevi | MFRR Wind - Down | Installed Capacity Coefficient | -0,19 |  | MW | 1 | [5 empty] | Reserve Sizing Wind MFRR
Generator.Constraints | Phlevi | MFRR Wind - UP | Installed Capacity Coefficient | -0,19 |  | MW | 1 | [5 empty] | Reserve Sizing Wind MFRR
Generator.Constraints | Pirveli Find farm | FCR Wind - Down | Installed Capacity Coefficient | -0,0168 |  | MW | 1 | [5 empty] | Reserve Sizing Wind FCR
Generator.Constraints | Pirveli Find farm | FCR Wind - UP | Installed Capacity Coefficient | -0,0168 |  | MW | 1 | [5 empty] | Reserve Sizing Wind FCR
Generator.Constraints | Pirveli Find farm | Reserve Sizing wind - Down | Installed Capacity Coefficient | -0,06 |  | MW | 1 | [5 empty] | Reserve Sizing Wind AFRR
Generator.Constraints | Pirveli Find farm | Reserve Sizing wind - UP | Installed Capacity Coefficient | -0,06 |  | MW | 1 | [5 empty] | Reserve Sizing Wind AFRR
Generator.Constraints | Pirveli Find farm | MFRR Wind - Down | Installed Capacity Coefficient | -0,19 |  | MW | 1 | [5 empty] | Reserve Sizing Wind MFRR
Generator.Constraints | Pirveli Find farm | MFRR Wind - UP | Installed Capacity Coefficient | -0,19 |  | MW | 1 | [5 empty] | Reserve Sizing Wind MFRR
Generator.Constraints | Pirveli Find farm - 1 | FCR Wind - Down | Installed Capacity Coefficient | -0,0168 |  | MW | 1 | [5 empty] | Reserve Sizing Wind FCR
Generator.Constraints | Pirveli Find farm - 1 | FCR Wind - UP | Installed Capacity Coefficient | -0,0168 |  | MW | 1 | [5 empty] | Reserve Sizing Wind FCR
Generator.Constraints | Pirveli Find farm - 1 | Reserve Sizing wind - Down | Installed Capacity Coefficient | -0,06 |  | MW | 1 | [5 empty] | Reserve Sizing Wind AFRR
Generator.Constraints | Pirveli Find farm - 1 | Reserve Sizing wind - UP | Installed Capacity Coefficient | -0,06 |  | MW | 1 | [5 empty] | Reserve Sizing Wind AFRR
Generator.Constraints | Pirveli Find farm - 1 | MFRR Wind - Down | Installed Capacity Coefficient | -0,19 |  | MW | 1 | [5 empty] | Reserve Sizing Wind MFRR
Generator.Constraints | Pirveli Find farm - 1 | MFRR Wind - UP | Installed Capacity Coefficient | -0,19 |  | MW | 1 | [5 empty] | Reserve Sizing Wind MFRR
Generator.Constraints | Pirveli Find farm №1 | FCR Wind - Down | Installed Capacity Coefficient | -0,0168 |  | MW | 1 | [5 empty] | Reserve Sizing Wind FCR
Generator.Constraints | Pirveli Find farm №1 | FCR Wind - UP | Installed Capacity Coefficient | -0,0168 |  | MW | 1 | [5 empty] | Reserve Sizing Wind FCR
Generator.Constraints | Pirveli Find farm №1 | Reserve Sizing wind - Down | Installed Capacity Coefficient | -0,06 |  | MW | 1 | [5 empty] | Reserve Sizing Wind AFRR
Generator.Constraints | Pirveli Find farm №1 | Reserve Sizing wind - UP | Installed Capacity Coefficient | -0,06 |  | MW | 1 | [5 empty] | Reserve Sizing Wind AFRR
Generator.Constraints | Pirveli Find farm №1 | MFRR Wind - Down | Installed Capacity Coefficient | -0,19 |  | MW | 1 | [5 empty] | Reserve Sizing Wind MFRR
Generator.Constraints | Pirveli Find farm №1 | MFRR Wind - UP | Installed Capacity Coefficient | -0,19 |  | MW | 1 | [5 empty] | Reserve Sizing Wind MFRR
Generator.Constraints | Pona | FCR Wind - Down | Installed Capacity Coefficient | -0,0168 |  | MW | 1 | [5 empty] | Reserve Sizing Wind FCR
Generator.Constraints | Pona | FCR Wind - UP | Installed Capacity Coefficient | -0,0168 |  | MW | 1 | [5 empty] | Reserve Sizing Wind FCR
Generator.Constraints | Pona | Reserve Sizing wind - Down | Installed Capacity Coefficient | -0,06 |  | MW | 1 | [5 empty] | Reserve Sizing Wind AFRR
Generator.Constraints | Pona | Reserve Sizing wind - UP | Installed Capacity Coefficient | -0,06 |  | MW | 1 | [5 empty] | Reserve Sizing Wind AFRR
Generator.Constraints | Pona | MFRR Wind - Down | Installed Capacity Coefficient | -0,19 |  | MW | 1 | [5 empty] | Reserve Sizing Wind MFRR
Generator.Constraints | Pona | MFRR Wind - UP | Installed Capacity Coefficient | -0,19 |  | MW | 1 | [5 empty] | Reserve Sizing Wind MFRR
Generator.Constraints | Rikoti | FCR Wind - Down | Installed Capacity Coefficient | -0,0168 |  | MW | 1 | [5 empty] | Reserve Sizing Wind FCR
Generator.Constraints | Rikoti | FCR Wind - UP | Installed Capacity Coefficient | -0,0168 |  | MW | 1 | [5 empty] | Reserve Sizing Wind FCR
Generator.Constraints | Rikoti | Reserve Sizing wind - Down | Installed Capacity Coefficient | -0,06 |  | MW | 1 | [5 empty] | Reserve Sizing Wind AFRR
Generator.Constraints | Rikoti | Reserve Sizing wind - UP | Installed Capacity Coefficient | -0,06 |  | MW | 1 | [5 empty] | Reserve Sizing Wind AFRR
Generator.Constraints | Rikoti | MFRR Wind - Down | Installed Capacity Coefficient | -0,19 |  | MW | 1 | [5 empty] | Reserve Sizing Wind MFRR
Generator.Constraints | Rikoti | MFRR Wind - UP | Installed Capacity Coefficient | -0,19 |  | MW | 1 | [5 empty] | Reserve Sizing Wind MFRR
Generator.Constraints | Saakadze | FCR Wind - Down | Installed Capacity Coefficient | -0,0168 |  | MW | 1 | [5 empty] | Reserve Sizing Wind FCR
Generator.Constraints | Saakadze | FCR Wind - UP | Installed Capacity Coefficient | -0,0168 |  | MW | 1 | [5 empty] | Reserve Sizing Wind FCR
Generator.Constraints | Saakadze | Reserve Sizing wind - Down | Installed Capacity Coefficient | -0,06 |  | MW | 1 | [5 empty] | Reserve Sizing Wind AFRR
Generator.Constraints | Saakadze | Reserve Sizing wind - UP | Installed Capacity Coefficient | -0,06 |  | MW | 1 | [5 empty] | Reserve Sizing Wind AFRR
Generator.Constraints | Saakadze | MFRR Wind - Down | Installed Capacity Coefficient | -0,19 |  | MW | 1 | [5 empty] | Reserve Sizing Wind MFRR
Generator.Constraints | Saakadze | MFRR Wind - UP | Installed Capacity Coefficient | -0,19 |  | MW | 1 | [5 empty] | Reserve Sizing Wind MFRR
Generator.Constraints | Tbilisi | FCR Wind - Down | Installed Capacity Coefficient | -0,0168 |  | MW | 1 | [5 empty] | Reserve Sizing Wind FCR
Generator.Constraints | Tbilisi | FCR Wind - UP | Installed Capacity Coefficient | -0,0168 |  | MW | 1 | [5 empty] | Reserve Sizing Wind FCR
Generator.Constraints | Tbilisi | Reserve Sizing wind - Down | Installed Capacity Coefficient | -0,06 |  | MW | 1 | [5 empty] | Reserve Sizing Wind AFRR
Generator.Constraints | Tbilisi | Reserve Sizing wind - UP | Installed Capacity Coefficient | -0,06 |  | MW | 1 | [5 empty] | Reserve Sizing Wind AFRR
Generator.Constraints | Tbilisi | MFRR Wind - Down | Installed Capacity Coefficient | -0,19 |  | MW | 1 | [5 empty] | Reserve Sizing Wind MFRR
Generator.Constraints | Tbilisi | MFRR Wind - UP | Installed Capacity Coefficient | -0,19 |  | MW | 1 | [5 empty] | Reserve Sizing Wind MFRR
Generator.Constraints | Tkibuli WFF | FCR Wind - Down | Installed Capacity Coefficient | -0,0168 |  | MW | 1 | [5 empty] | Reserve Sizing Wind FCR
Generator.Constraints | Tkibuli WFF | FCR Wind - UP | Installed Capacity Coefficient | -0,0168 |  | MW | 1 | [5 empty] | Reserve Sizing Wind FCR
Generator.Constraints | Tkibuli WFF | Reserve Sizing wind - Down | Installed Capacity Coefficient | -0,06 |  | MW | 1 | [5 empty] | Reserve Sizing Wind AFRR
Generator.Constraints | Tkibuli WFF | Reserve Sizing wind - UP | Installed Capacity Coefficient | -0,06 |  | MW | 1 | [5 empty] | Reserve Sizing Wind AFRR
Generator.Constraints | Tkibuli WFF | MFRR Wind - Down | Installed Capacity Coefficient | -0,19 |  | MW | 1 | [5 empty] | Reserve Sizing Wind MFRR
Generator.Constraints | Tkibuli WFF | MFRR Wind - UP | Installed Capacity Coefficient | -0,19 |  | MW | 1 | [5 empty] | Reserve Sizing Wind MFRR
Generator.Constraints | Zemo WFF | FCR Wind - Down | Installed Capacity Coefficient | -0,0168 |  | MW | 1 | [5 empty] | Reserve Sizing Wind FCR
Generator.Constraints | Zemo WFF | FCR Wind - UP | Installed Capacity Coefficient | -0,0168 |  | MW | 1 | [5 empty] | Reserve Sizing Wind FCR
Generator.Constraints | Zemo WFF | Reserve Sizing wind - Down | Installed Capacity Coefficient | -0,06 |  | MW | 1 | [5 empty] | Reserve Sizing Wind AFRR
Generator.Constraints | Zemo WFF | Reserve Sizing wind - UP | Installed Capacity Coefficient | -0,06 |  | MW | 1 | [5 empty] | Reserve Sizing Wind AFRR
Generator.Constraints | Zemo WFF | MFRR Wind - Down | Installed Capacity Coefficient | -0,19 |  | MW | 1 | [5 empty] | Reserve Sizing Wind MFRR
Generator.Constraints | Zemo WFF | MFRR Wind - UP | Installed Capacity Coefficient | -0,19 |  | MW | 1 | [5 empty] | Reserve Sizing Wind MFRR
Generator.Constraints | Zetafoni | FCR Wind - Down | Installed Capacity Coefficient | -0,0168 |  | MW | 1 | [5 empty] | Reserve Sizing Wind FCR
Generator.Constraints | Zetafoni | FCR Wind - UP | Installed Capacity Coefficient | -0,0168 |  | MW | 1 | [5 empty] | Reserve Sizing Wind FCR
Generator.Constraints | Zetafoni | Reserve Sizing wind - Down | Installed Capacity Coefficient | -0,06 |  | MW | 1 | [5 empty] | Reserve Sizing Wind AFRR
Generator.Constraints | Zetafoni | Reserve Sizing wind - UP | Installed Capacity Coefficient | -0,06 |  | MW | 1 | [5 empty] | Reserve Sizing Wind AFRR
Generator.Constraints | Zetafoni | MFRR Wind - Down | Installed Capacity Coefficient | -0,19 |  | MW | 1 | [5 empty] | Reserve Sizing Wind MFRR
Generator.Constraints | Zetafoni | MFRR Wind - UP | Installed Capacity Coefficient | -0,19 |  | MW | 1 | [5 empty] | Reserve Sizing Wind MFRR

## Candidate CCGT
Collection | Parent Object | Child Object | Property | Value | Data File | Units | Band | Date From | Date To | Timeslice | Scenario | Memo | Category
Generators | System | Gardabani CCGT-10 | Units | 0 |  | - | 1 | [5 empty] | Candidate CCGT
Generators | System | Gardabani CCGT-10 | Max Capacity | 230 |  | MW | 1 | [5 empty] | Candidate CCGT
Generators | System | Gardabani CCGT-10 | Min Stable Level | 80 |  | MW | 1 | [5 empty] | Candidate CCGT
Generators | System | Gardabani CCGT-10 | Heat Rate Base | 522,6 |  | GJ/h | 1 | [5 empty] | Candidate CCGT
Generators | System | Gardabani CCGT-10 | Heat Rate Incr | 4,44 |  | GJ/MWh | 1 | [5 empty] | Candidate CCGT
Generators | System | Gardabani CCGT-10 | VO&M Charge | 1 |  | $/MWh | 1 | [5 empty] | Candidate CCGT
Generators | System | Gardabani CCGT-10 | FO&M Charge | 24,52 |  | $/kW/yr | 1 | [5 empty] | Candidate CCGT
Generators | System | Gardabani CCGT-10 | Run Up Rate | 2,29 |  | MW/min | 1 | [5 empty] | Candidate CCGT
Generators | System | Gardabani CCGT-10 | Run Down Rate | 3,6 |  | MW/min | 1 | [5 empty] | Candidate CCGT
Generators | System | Gardabani CCGT-10 | Rating | 230 |  | MW | 1 | [5 empty] | Candidate CCGT
Generators | System | Gardabani CCGT-10 | Min Up Time | 24 |  | h | 1 |  |  |  | NO |  | Candidate CCGT
Generators | System | Gardabani CCGT-10 | Min Down Time | 8 |  | h | 1 | [5 empty] | Candidate CCGT
Generators | System | Gardabani CCGT-10 | Max Ramp Up | 138 |  | MW/min | 1 | [5 empty] | Candidate CCGT
Generators | System | Gardabani CCGT-10 | Max Ramp Down | 138 |  | MW/min | 1 | [5 empty] | Candidate CCGT
Generators | System | Gardabani CCGT-10 | Rough Running Point | 165 |  | MW | 1 |  |  |  | Rough Regulation |  | Candidate CCGT
Generators | System | Gardabani CCGT-10 | Rough Running Point | 190 |  | MW | 2 |  |  |  | Rough Regulation |  | Candidate CCGT
Generators | System | Gardabani CCGT-10 | Rough Running Point | 200 |  | MW | 3 |  |  |  | Rough Regulation |  | Candidate CCGT
Generators | System | Gardabani CCGT-10 | Rough Running Point | 210 |  | MW | 4 |  |  |  | Rough Regulation |  | Candidate CCGT
Generators | System | Gardabani CCGT-10 | Rough Running Point | 220 |  | MW | 5 |  |  |  | Rough Regulation |  | Candidate CCGT
Generators | System | Gardabani CCGT-10 | Rough Running Range | 24 |  | MW | 1 |  |  |  | Rough Regulation |  | Candidate CCGT
Generators | System | Gardabani CCGT-10 | Rough Running Range | 9 |  | MW | 2 |  |  |  | Rough Regulation |  | Candidate CCGT
Generators | System | Gardabani CCGT-10 | Rough Running Range | 9 |  | MW | 3 |  |  |  | Rough Regulation |  | Candidate CCGT
Generators | System | Gardabani CCGT-10 | Rough Running Range | 9 |  | MW | 4 |  |  |  | Rough Regulation |  | Candidate CCGT
Generators | System | Gardabani CCGT-10 | Rough Running Range | 9 |  | MW | 5 |  |  |  | Rough Regulation |  | Candidate CCGT
Generators | System | Gardabani CCGT-10 | Max Starts Year | 20 |  | - | 1 | [5 empty] | Candidate CCGT
Generators | System | Gardabani CCGT-10 | Forced Outage Rate | 0,27 |  | % | 2 |  |  |  | Maintenace |  | Candidate CCGT
Generators | System | Gardabani CCGT-10 | Maintenance Rate | 4,84 |  | % | 1 |  |  |  | Maintenace |  | Candidate CCGT
Generators | System | Gardabani CCGT-10 | Maintenance Frequency | 1 |  | - | 1 |  |  |  | Maintenace |  | Candidate CCGT
Generators | System | Gardabani CCGT-10 | Mean Time to Repair | 168 |  | h | 1 |  |  |  | Maintenace |  | Candidate CCGT
Generators | System | Gardabani CCGT-10 | Mean Time to Repair | 24 |  | h | 2 |  |  |  | Maintenace |  | Candidate CCGT
Generators | System | Gardabani CCGT-10 | Build Cost | 1595 |  | $/kW | 1 | [5 empty] | Candidate CCGT
Generators | System | Gardabani CCGT-10 | WACC | 10 |  | % | 1 | [5 empty] | Candidate CCGT
Generators | System | Gardabani CCGT-10 | Economic Life | 30 |  | yr | 1 | [5 empty] | Candidate CCGT
Generators | System | Gardabani CCGT-10 | Max Units Built | 0 |  | - | 1 | 2024-01-01 |  |  |  |  | Candidate CCGT
Generators | System | Gardabani CCGT-11 | Units | 0 |  | - | 1 | [5 empty] | Candidate CCGT
Generators | System | Gardabani CCGT-11 | Max Capacity | 230 |  | MW | 1 | [5 empty] | Candidate CCGT
Generators | System | Gardabani CCGT-11 | Min Stable Level | 80 |  | MW | 1 | [5 empty] | Candidate CCGT
Generators | System | Gardabani CCGT-11 | Heat Rate Base | 522,6 |  | GJ/h | 1 | [5 empty] | Candidate CCGT
Generators | System | Gardabani CCGT-11 | Heat Rate Incr | 4,44 |  | GJ/MWh | 1 | [5 empty] | Candidate CCGT
Generators | System | Gardabani CCGT-11 | VO&M Charge | 1 |  | $/MWh | 1 | [5 empty] | Candidate CCGT
Generators | System | Gardabani CCGT-11 | FO&M Charge | 24,52 |  | $/kW/yr | 1 | [5 empty] | Candidate CCGT
Generators | System | Gardabani CCGT-11 | Run Up Rate | 2,29 |  | MW/min | 1 | [5 empty] | Candidate CCGT
Generators | System | Gardabani CCGT-11 | Run Down Rate | 3,6 |  | MW/min | 1 | [5 empty] | Candidate CCGT
Generators | System | Gardabani CCGT-11 | Rating | 230 |  | MW | 1 | [5 empty] | Candidate CCGT
Generators | System | Gardabani CCGT-11 | Min Up Time | 24 |  | h | 1 |  |  |  | NO |  | Candidate CCGT
Generators | System | Gardabani CCGT-11 | Min Down Time | 8 |  | h | 1 | [5 empty] | Candidate CCGT
Generators | System | Gardabani CCGT-11 | Max Ramp Up | 138 |  | MW/min | 1 | [5 empty] | Candidate CCGT
Generators | System | Gardabani CCGT-11 | Max Ramp Down | 138 |  | MW/min | 1 | [5 empty] | Candidate CCGT
Generators | System | Gardabani CCGT-11 | Rough Running Point | 165 |  | MW | 1 |  |  |  | Rough Regulation |  | Candidate CCGT
Generators | System | Gardabani CCGT-11 | Rough Running Point | 190 |  | MW | 2 |  |  |  | Rough Regulation |  | Candidate CCGT
Generators | System | Gardabani CCGT-11 | Rough Running Point | 200 |  | MW | 3 |  |  |  | Rough Regulation |  | Candidate CCGT
Generators | System | Gardabani CCGT-11 | Rough Running Point | 210 |  | MW | 4 |  |  |  | Rough Regulation |  | Candidate CCGT
Generators | System | Gardabani CCGT-11 | Rough Running Point | 220 |  | MW | 5 |  |  |  | Rough Regulation |  | Candidate CCGT
Generators | System | Gardabani CCGT-11 | Rough Running Range | 24 |  | MW | 1 |  |  |  | Rough Regulation |  | Candidate CCGT
Generators | System | Gardabani CCGT-11 | Rough Running Range | 9 |  | MW | 2 |  |  |  | Rough Regulation |  | Candidate CCGT
Generators | System | Gardabani CCGT-11 | Rough Running Range | 9 |  | MW | 3 |  |  |  | Rough Regulation |  | Candidate CCGT
Generators | System | Gardabani CCGT-11 | Rough Running Range | 9 |  | MW | 4 |  |  |  | Rough Regulation |  | Candidate CCGT
Generators | System | Gardabani CCGT-11 | Rough Running Range | 9 |  | MW | 5 |  |  |  | Rough Regulation |  | Candidate CCGT
Generators | System | Gardabani CCGT-11 | Max Starts Year | 20 |  | - | 1 | [5 empty] | Candidate CCGT
Generators | System | Gardabani CCGT-11 | Forced Outage Rate | 0,27 |  | % | 2 |  |  |  | Maintenace |  | Candidate CCGT
Generators | System | Gardabani CCGT-11 | Maintenance Rate | 4,84 |  | % | 1 |  |  |  | Maintenace |  | Candidate CCGT
Generators | System | Gardabani CCGT-11 | Maintenance Frequency | 1 |  | - | 1 |  |  |  | Maintenace |  | Candidate CCGT
Generators | System | Gardabani CCGT-11 | Mean Time to Repair | 168 |  | h | 1 |  |  |  | Maintenace |  | Candidate CCGT
Generators | System | Gardabani CCGT-11 | Mean Time to Repair | 24 |  | h | 2 |  |  |  | Maintenace |  | Candidate CCGT
Generators | System | Gardabani CCGT-11 | Build Cost | 1595 |  | $/kW | 1 | [5 empty] | Candidate CCGT
Generators | System | Gardabani CCGT-11 | WACC | 10 |  | % | 1 | [5 empty] | Candidate CCGT
Generators | System | Gardabani CCGT-11 | Economic Life | 30 |  | yr | 1 | [5 empty] | Candidate CCGT
Generators | System | Gardabani CCGT-11 | Max Units Built | 0 |  | - | 1 | 2024-01-01 |  |  |  |  | Candidate CCGT
Generators | System | Gardabani CCGT-12 | Units | 0 |  | - | 1 | [5 empty] | Candidate CCGT
Generators | System | Gardabani CCGT-12 | Max Capacity | 230 |  | MW | 1 | [5 empty] | Candidate CCGT
Generators | System | Gardabani CCGT-12 | Min Stable Level | 80 |  | MW | 1 | [5 empty] | Candidate CCGT
Generators | System | Gardabani CCGT-12 | Heat Rate Base | 522,6 |  | GJ/h | 1 | [5 empty] | Candidate CCGT
Generators | System | Gardabani CCGT-12 | Heat Rate Incr | 4,44 |  | GJ/MWh | 1 | [5 empty] | Candidate CCGT
Generators | System | Gardabani CCGT-12 | VO&M Charge | 1 |  | $/MWh | 1 | [5 empty] | Candidate CCGT
Generators | System | Gardabani CCGT-12 | FO&M Charge | 24,52 |  | $/kW/yr | 1 | [5 empty] | Candidate CCGT
Generators | System | Gardabani CCGT-12 | Run Up Rate | 2,29 |  | MW/min | 1 | [5 empty] | Candidate CCGT
Generators | System | Gardabani CCGT-12 | Run Down Rate | 3,6 |  | MW/min | 1 | [5 empty] | Candidate CCGT
Generators | System | Gardabani CCGT-12 | Rating | 230 |  | MW | 1 | [5 empty] | Candidate CCGT
Generators | System | Gardabani CCGT-12 | Min Up Time | 24 |  | h | 1 |  |  |  | NO |  | Candidate CCGT
Generators | System | Gardabani CCGT-12 | Min Down Time | 8 |  | h | 1 | [5 empty] | Candidate CCGT
Generators | System | Gardabani CCGT-12 | Max Ramp Up | 138 |  | MW/min | 1 | [5 empty] | Candidate CCGT
Generators | System | Gardabani CCGT-12 | Max Ramp Down | 138 |  | MW/min | 1 | [5 empty] | Candidate CCGT
Generators | System | Gardabani CCGT-12 | Rough Running Point | 165 |  | MW | 1 |  |  |  | Rough Regulation |  | Candidate CCGT
Generators | System | Gardabani CCGT-12 | Rough Running Point | 190 |  | MW | 2 |  |  |  | Rough Regulation |  | Candidate CCGT
Generators | System | Gardabani CCGT-12 | Rough Running Point | 200 |  | MW | 3 |  |  |  | Rough Regulation |  | Candidate CCGT
Generators | System | Gardabani CCGT-12 | Rough Running Point | 210 |  | MW | 4 |  |  |  | Rough Regulation |  | Candidate CCGT
Generators | System | Gardabani CCGT-12 | Rough Running Point | 220 |  | MW | 5 |  |  |  | Rough Regulation |  | Candidate CCGT
Generators | System | Gardabani CCGT-12 | Rough Running Range | 24 |  | MW | 1 |  |  |  | Rough Regulation |  | Candidate CCGT
Generators | System | Gardabani CCGT-12 | Rough Running Range | 9 |  | MW | 2 |  |  |  | Rough Regulation |  | Candidate CCGT
Generators | System | Gardabani CCGT-12 | Rough Running Range | 9 |  | MW | 3 |  |  |  | Rough Regulation |  | Candidate CCGT
Generators | System | Gardabani CCGT-12 | Rough Running Range | 9 |  | MW | 4 |  |  |  | Rough Regulation |  | Candidate CCGT
Generators | System | Gardabani CCGT-12 | Rough Running Range | 9 |  | MW | 5 |  |  |  | Rough Regulation |  | Candidate CCGT
Generators | System | Gardabani CCGT-12 | Max Starts Year | 20 |  | - | 1 | [5 empty] | Candidate CCGT
Generators | System | Gardabani CCGT-12 | Forced Outage Rate | 0,27 |  | % | 2 |  |  |  | Maintenace |  | Candidate CCGT
Generators | System | Gardabani CCGT-12 | Maintenance Rate | 4,84 |  | % | 1 |  |  |  | Maintenace |  | Candidate CCGT
Generators | System | Gardabani CCGT-12 | Maintenance Frequency | 1 |  | - | 1 |  |  |  | Maintenace |  | Candidate CCGT
Generators | System | Gardabani CCGT-12 | Mean Time to Repair | 168 |  | h | 1 |  |  |  | Maintenace |  | Candidate CCGT
Generators | System | Gardabani CCGT-12 | Mean Time to Repair | 24 |  | h | 2 |  |  |  | Maintenace |  | Candidate CCGT
Generators | System | Gardabani CCGT-12 | Build Cost | 1595 |  | $/kW | 1 | [5 empty] | Candidate CCGT
Generators | System | Gardabani CCGT-12 | WACC | 10 |  | % | 1 | [5 empty] | Candidate CCGT
Generators | System | Gardabani CCGT-12 | Economic Life | 30 |  | yr | 1 | [5 empty] | Candidate CCGT
Generators | System | Gardabani CCGT-12 | Max Units Built | 0 |  | - | 1 | 2024-01-01 |  |  |  |  | Candidate CCGT
Generators | System | Gardabani CCGT-13 | Units | 0 |  | - | 1 | [5 empty] | Candidate CCGT
Generators | System | Gardabani CCGT-13 | Max Capacity | 230 |  | MW | 1 | [5 empty] | Candidate CCGT
Generators | System | Gardabani CCGT-13 | Min Stable Level | 80 |  | MW | 1 | [5 empty] | Candidate CCGT
Generators | System | Gardabani CCGT-13 | Heat Rate Base | 522,6 |  | GJ/h | 1 | [5 empty] | Candidate CCGT
Generators | System | Gardabani CCGT-13 | Heat Rate Incr | 4,44 |  | GJ/MWh | 1 | [5 empty] | Candidate CCGT
Generators | System | Gardabani CCGT-13 | VO&M Charge | 1 |  | $/MWh | 1 | [5 empty] | Candidate CCGT
Generators | System | Gardabani CCGT-13 | FO&M Charge | 24,52 |  | $/kW/yr | 1 | [5 empty] | Candidate CCGT
Generators | System | Gardabani CCGT-13 | Run Up Rate | 2,29 |  | MW/min | 1 | [5 empty] | Candidate CCGT
Generators | System | Gardabani CCGT-13 | Run Down Rate | 3,6 |  | MW/min | 1 | [5 empty] | Candidate CCGT
Generators | System | Gardabani CCGT-13 | Rating | 230 |  | MW | 1 | [5 empty] | Candidate CCGT
Generators | System | Gardabani CCGT-13 | Min Up Time | 24 |  | h | 1 |  |  |  | NO |  | Candidate CCGT
Generators | System | Gardabani CCGT-13 | Min Down Time | 8 |  | h | 1 | [5 empty] | Candidate CCGT
Generators | System | Gardabani CCGT-13 | Max Ramp Up | 138 |  | MW/min | 1 | [5 empty] | Candidate CCGT
Generators | System | Gardabani CCGT-13 | Max Ramp Down | 138 |  | MW/min | 1 | [5 empty] | Candidate CCGT
Generators | System | Gardabani CCGT-13 | Rough Running Point | 165 |  | MW | 1 |  |  |  | Rough Regulation |  | Candidate CCGT
Generators | System | Gardabani CCGT-13 | Rough Running Point | 190 |  | MW | 2 |  |  |  | Rough Regulation |  | Candidate CCGT
Generators | System | Gardabani CCGT-13 | Rough Running Point | 200 |  | MW | 3 |  |  |  | Rough Regulation |  | Candidate CCGT
Generators | System | Gardabani CCGT-13 | Rough Running Point | 210 |  | MW | 4 |  |  |  | Rough Regulation |  | Candidate CCGT
Generators | System | Gardabani CCGT-13 | Rough Running Point | 220 |  | MW | 5 |  |  |  | Rough Regulation |  | Candidate CCGT
Generators | System | Gardabani CCGT-13 | Rough Running Range | 24 |  | MW | 1 |  |  |  | Rough Regulation |  | Candidate CCGT
Generators | System | Gardabani CCGT-13 | Rough Running Range | 9 |  | MW | 2 |  |  |  | Rough Regulation |  | Candidate CCGT
Generators | System | Gardabani CCGT-13 | Rough Running Range | 9 |  | MW | 3 |  |  |  | Rough Regulation |  | Candidate CCGT
Generators | System | Gardabani CCGT-13 | Rough Running Range | 9 |  | MW | 4 |  |  |  | Rough Regulation |  | Candidate CCGT
Generators | System | Gardabani CCGT-13 | Rough Running Range | 9 |  | MW | 5 |  |  |  | Rough Regulation |  | Candidate CCGT
Generators | System | Gardabani CCGT-13 | Max Starts Year | 20 |  | - | 1 | [5 empty] | Candidate CCGT
Generators | System | Gardabani CCGT-13 | Forced Outage Rate | 0,27 |  | % | 2 |  |  |  | Maintenace |  | Candidate CCGT
Generators | System | Gardabani CCGT-13 | Maintenance Rate | 4,84 |  | % | 1 |  |  |  | Maintenace |  | Candidate CCGT
Generators | System | Gardabani CCGT-13 | Maintenance Frequency | 1 |  | - | 1 |  |  |  | Maintenace |  | Candidate CCGT
Generators | System | Gardabani CCGT-13 | Mean Time to Repair | 168 |  | h | 1 |  |  |  | Maintenace |  | Candidate CCGT
Generators | System | Gardabani CCGT-13 | Mean Time to Repair | 24 |  | h | 2 |  |  |  | Maintenace |  | Candidate CCGT
Generators | System | Gardabani CCGT-13 | Build Cost | 1595 |  | $/kW | 1 | [5 empty] | Candidate CCGT
Generators | System | Gardabani CCGT-13 | WACC | 10 |  | % | 1 | [5 empty] | Candidate CCGT
Generators | System | Gardabani CCGT-13 | Economic Life | 30 |  | yr | 1 | [5 empty] | Candidate CCGT
Generators | System | Gardabani CCGT-13 | Max Units Built | 0 |  | - | 1 | 2024-01-01 |  |  |  |  | Candidate CCGT
Generators | System | Gardabani CCGT-3 | Units | 0 |  | - | 1 | [5 empty] | Candidate CCGT
Generators | System | Gardabani CCGT-3 | Max Capacity | 230 |  | MW | 1 | [5 empty] | Candidate CCGT
Generators | System | Gardabani CCGT-3 | Min Stable Level | 80 |  | MW | 1 | [5 empty] | Candidate CCGT
Generators | System | Gardabani CCGT-3 | Heat Rate Base | 522,6 |  | GJ/h | 1 | [5 empty] | Candidate CCGT
Generators | System | Gardabani CCGT-3 | Heat Rate Incr | 4,44 |  | GJ/MWh | 1 | [5 empty] | Candidate CCGT
Generators | System | Gardabani CCGT-3 | VO&M Charge | 1 |  | $/MWh | 1 | [5 empty] | Candidate CCGT
Generators | System | Gardabani CCGT-3 | FO&M Charge | 24,52 |  | $/kW/yr | 1 | [5 empty] | Candidate CCGT
Generators | System | Gardabani CCGT-3 | Run Up Rate | 2,29 |  | MW/min | 1 | [5 empty] | Candidate CCGT
Generators | System | Gardabani CCGT-3 | Run Down Rate | 3,6 |  | MW/min | 1 | [5 empty] | Candidate CCGT
Generators | System | Gardabani CCGT-3 | Rating | 230 |  | MW | 1 | [5 empty] | Candidate CCGT
Generators | System | Gardabani CCGT-3 | Min Up Time | 24 |  | h | 1 |  |  |  | NO |  | Candidate CCGT
Generators | System | Gardabani CCGT-3 | Min Down Time | 8 |  | h | 1 | [5 empty] | Candidate CCGT
Generators | System | Gardabani CCGT-3 | Max Ramp Up | 138 |  | MW/min | 1 | [5 empty] | Candidate CCGT
Generators | System | Gardabani CCGT-3 | Max Ramp Down | 138 |  | MW/min | 1 | [5 empty] | Candidate CCGT
Generators | System | Gardabani CCGT-3 | Rough Running Point | 165 |  | MW | 1 |  |  |  | Rough Regulation |  | Candidate CCGT
Generators | System | Gardabani CCGT-3 | Rough Running Point | 190 |  | MW | 2 |  |  |  | Rough Regulation |  | Candidate CCGT
Generators | System | Gardabani CCGT-3 | Rough Running Point | 200 |  | MW | 3 |  |  |  | Rough Regulation |  | Candidate CCGT
Generators | System | Gardabani CCGT-3 | Rough Running Point | 210 |  | MW | 4 |  |  |  | Rough Regulation |  | Candidate CCGT
Generators | System | Gardabani CCGT-3 | Rough Running Point | 220 |  | MW | 5 |  |  |  | Rough Regulation |  | Candidate CCGT
Generators | System | Gardabani CCGT-3 | Rough Running Range | 24 |  | MW | 1 |  |  |  | Rough Regulation |  | Candidate CCGT
Generators | System | Gardabani CCGT-3 | Rough Running Range | 9 |  | MW | 2 |  |  |  | Rough Regulation |  | Candidate CCGT
Generators | System | Gardabani CCGT-3 | Rough Running Range | 9 |  | MW | 3 |  |  |  | Rough Regulation |  | Candidate CCGT
Generators | System | Gardabani CCGT-3 | Rough Running Range | 9 |  | MW | 4 |  |  |  | Rough Regulation |  | Candidate CCGT
Generators | System | Gardabani CCGT-3 | Rough Running Range | 9 |  | MW | 5 |  |  |  | Rough Regulation |  | Candidate CCGT
Generators | System | Gardabani CCGT-3 | Max Starts Year | 20 |  | - | 1 | [5 empty] | Candidate CCGT
Generators | System | Gardabani CCGT-3 | Forced Outage Rate | 0,27 |  | % | 2 |  |  |  | Maintenace |  | Candidate CCGT
Generators | System | Gardabani CCGT-3 | Maintenance Rate | 4,84 |  | % | 1 |  |  |  | Maintenace |  | Candidate CCGT
Generators | System | Gardabani CCGT-3 | Maintenance Frequency | 1 |  | - | 1 |  |  |  | Maintenace |  | Candidate CCGT
Generators | System | Gardabani CCGT-3 | Mean Time to Repair | 168 |  | h | 1 |  |  |  | Maintenace |  | Candidate CCGT
Generators | System | Gardabani CCGT-3 | Mean Time to Repair | 24 |  | h | 2 |  |  |  | Maintenace |  | Candidate CCGT
Generators | System | Gardabani CCGT-3 | Build Cost | 1595 |  | $/kW | 1 | [5 empty] | Candidate CCGT
Generators | System | Gardabani CCGT-3 | WACC | 10 |  | % | 1 | [5 empty] | Candidate CCGT
Generators | System | Gardabani CCGT-3 | Economic Life | 30 |  | yr | 1 | [5 empty] | Candidate CCGT
Generators | System | Gardabani CCGT-3 | Max Units Built | 0 |  | - | 1 | 2024-01-01 |  |  |  |  | Candidate CCGT
Generators | System | Gardabani CCGT-4 | Units | 0 |  | - | 1 | [5 empty] | Candidate CCGT
Generators | System | Gardabani CCGT-4 | Max Capacity | 230 |  | MW | 1 | [5 empty] | Candidate CCGT
Generators | System | Gardabani CCGT-4 | Min Stable Level | 80 |  | MW | 1 | [5 empty] | Candidate CCGT
Generators | System | Gardabani CCGT-4 | Heat Rate Base | 522,6 |  | GJ/h | 1 | [5 empty] | Candidate CCGT
Generators | System | Gardabani CCGT-4 | Heat Rate Incr | 4,44 |  | GJ/MWh | 1 | [5 empty] | Candidate CCGT
Generators | System | Gardabani CCGT-4 | VO&M Charge | 1 |  | $/MWh | 1 | [5 empty] | Candidate CCGT
Generators | System | Gardabani CCGT-4 | FO&M Charge | 24,52 |  | $/kW/yr | 1 | [5 empty] | Candidate CCGT
Generators | System | Gardabani CCGT-4 | Run Up Rate | 2,29 |  | MW/min | 1 | [5 empty] | Candidate CCGT
Generators | System | Gardabani CCGT-4 | Run Down Rate | 3,6 |  | MW/min | 1 | [5 empty] | Candidate CCGT
Generators | System | Gardabani CCGT-4 | Rating | 230 |  | MW | 1 | [5 empty] | Candidate CCGT
Generators | System | Gardabani CCGT-4 | Min Up Time | 24 |  | h | 1 |  |  |  | NO |  | Candidate CCGT
Generators | System | Gardabani CCGT-4 | Min Down Time | 8 |  | h | 1 | [5 empty] | Candidate CCGT
Generators | System | Gardabani CCGT-4 | Max Ramp Up | 138 |  | MW/min | 1 | [5 empty] | Candidate CCGT
Generators | System | Gardabani CCGT-4 | Max Ramp Down | 138 |  | MW/min | 1 | [5 empty] | Candidate CCGT
Generators | System | Gardabani CCGT-4 | Rough Running Point | 165 |  | MW | 1 |  |  |  | Rough Regulation |  | Candidate CCGT
Generators | System | Gardabani CCGT-4 | Rough Running Point | 190 |  | MW | 2 |  |  |  | Rough Regulation |  | Candidate CCGT
Generators | System | Gardabani CCGT-4 | Rough Running Point | 200 |  | MW | 3 |  |  |  | Rough Regulation |  | Candidate CCGT
Generators | System | Gardabani CCGT-4 | Rough Running Point | 210 |  | MW | 4 |  |  |  | Rough Regulation |  | Candidate CCGT
Generators | System | Gardabani CCGT-4 | Rough Running Point | 220 |  | MW | 5 |  |  |  | Rough Regulation |  | Candidate CCGT
Generators | System | Gardabani CCGT-4 | Rough Running Range | 24 |  | MW | 1 |  |  |  | Rough Regulation |  | Candidate CCGT
Generators | System | Gardabani CCGT-4 | Rough Running Range | 9 |  | MW | 2 |  |  |  | Rough Regulation |  | Candidate CCGT
Generators | System | Gardabani CCGT-4 | Rough Running Range | 9 |  | MW | 3 |  |  |  | Rough Regulation |  | Candidate CCGT
Generators | System | Gardabani CCGT-4 | Rough Running Range | 9 |  | MW | 4 |  |  |  | Rough Regulation |  | Candidate CCGT
Generators | System | Gardabani CCGT-4 | Rough Running Range | 9 |  | MW | 5 |  |  |  | Rough Regulation |  | Candidate CCGT
Generators | System | Gardabani CCGT-4 | Max Starts Year | 20 |  | - | 1 | [5 empty] | Candidate CCGT
Generators | System | Gardabani CCGT-4 | Forced Outage Rate | 0,27 |  | % | 2 |  |  |  | Maintenace |  | Candidate CCGT
Generators | System | Gardabani CCGT-4 | Maintenance Rate | 4,84 |  | % | 1 |  |  |  | Maintenace |  | Candidate CCGT
Generators | System | Gardabani CCGT-4 | Maintenance Frequency | 1 |  | - | 1 |  |  |  | Maintenace |  | Candidate CCGT
Generators | System | Gardabani CCGT-4 | Mean Time to Repair | 168 |  | h | 1 |  |  |  | Maintenace |  | Candidate CCGT
Generators | System | Gardabani CCGT-4 | Mean Time to Repair | 24 |  | h | 2 |  |  |  | Maintenace |  | Candidate CCGT
Generators | System | Gardabani CCGT-4 | Build Cost | 1595 |  | $/kW | 1 | [5 empty] | Candidate CCGT
Generators | System | Gardabani CCGT-4 | WACC | 10 |  | % | 1 | [5 empty] | Candidate CCGT
Generators | System | Gardabani CCGT-4 | Economic Life | 30 |  | yr | 1 | [5 empty] | Candidate CCGT
Generators | System | Gardabani CCGT-4 | Max Units Built | 0 |  | - | 1 | 2024-01-01 |  |  |  |  | Candidate CCGT
Generators | System | Gardabani CCGT-5 | Units | 0 |  | - | 1 | [5 empty] | Candidate CCGT
Generators | System | Gardabani CCGT-5 | Max Capacity | 230 |  | MW | 1 | [5 empty] | Candidate CCGT
Generators | System | Gardabani CCGT-5 | Min Stable Level | 80 |  | MW | 1 | [5 empty] | Candidate CCGT
Generators | System | Gardabani CCGT-5 | Heat Rate Base | 522,6 |  | GJ/h | 1 | [5 empty] | Candidate CCGT
Generators | System | Gardabani CCGT-5 | Heat Rate Incr | 4,44 |  | GJ/MWh | 1 | [5 empty] | Candidate CCGT
Generators | System | Gardabani CCGT-5 | VO&M Charge | 1 |  | $/MWh | 1 | [5 empty] | Candidate CCGT
Generators | System | Gardabani CCGT-5 | FO&M Charge | 24,52 |  | $/kW/yr | 1 | [5 empty] | Candidate CCGT
Generators | System | Gardabani CCGT-5 | Run Up Rate | 2,29 |  | MW/min | 1 | [5 empty] | Candidate CCGT
Generators | System | Gardabani CCGT-5 | Run Down Rate | 3,6 |  | MW/min | 1 | [5 empty] | Candidate CCGT
Generators | System | Gardabani CCGT-5 | Rating | 230 |  | MW | 1 | [5 empty] | Candidate CCGT
Generators | System | Gardabani CCGT-5 | Min Up Time | 24 |  | h | 1 |  |  |  | NO |  | Candidate CCGT
Generators | System | Gardabani CCGT-5 | Min Down Time | 8 |  | h | 1 | [5 empty] | Candidate CCGT
Generators | System | Gardabani CCGT-5 | Max Ramp Up | 138 |  | MW/min | 1 | [5 empty] | Candidate CCGT
Generators | System | Gardabani CCGT-5 | Max Ramp Down | 138 |  | MW/min | 1 | [5 empty] | Candidate CCGT
Generators | System | Gardabani CCGT-5 | Rough Running Point | 165 |  | MW | 1 |  |  |  | Rough Regulation |  | Candidate CCGT
Generators | System | Gardabani CCGT-5 | Rough Running Point | 190 |  | MW | 2 |  |  |  | Rough Regulation |  | Candidate CCGT
Generators | System | Gardabani CCGT-5 | Rough Running Point | 200 |  | MW | 3 |  |  |  | Rough Regulation |  | Candidate CCGT
Generators | System | Gardabani CCGT-5 | Rough Running Point | 210 |  | MW | 4 |  |  |  | Rough Regulation |  | Candidate CCGT
Generators | System | Gardabani CCGT-5 | Rough Running Point | 220 |  | MW | 5 |  |  |  | Rough Regulation |  | Candidate CCGT
Generators | System | Gardabani CCGT-5 | Rough Running Range | 24 |  | MW | 1 |  |  |  | Rough Regulation |  | Candidate CCGT
Generators | System | Gardabani CCGT-5 | Rough Running Range | 9 |  | MW | 2 |  |  |  | Rough Regulation |  | Candidate CCGT
Generators | System | Gardabani CCGT-5 | Rough Running Range | 9 |  | MW | 3 |  |  |  | Rough Regulation |  | Candidate CCGT
Generators | System | Gardabani CCGT-5 | Rough Running Range | 9 |  | MW | 4 |  |  |  | Rough Regulation |  | Candidate CCGT
Generators | System | Gardabani CCGT-5 | Rough Running Range | 9 |  | MW | 5 |  |  |  | Rough Regulation |  | Candidate CCGT
Generators | System | Gardabani CCGT-5 | Max Starts Year | 20 |  | - | 1 | [5 empty] | Candidate CCGT
Generators | System | Gardabani CCGT-5 | Forced Outage Rate | 0,27 |  | % | 2 |  |  |  | Maintenace |  | Candidate CCGT
Generators | System | Gardabani CCGT-5 | Maintenance Rate | 4,84 |  | % | 1 |  |  |  | Maintenace |  | Candidate CCGT
Generators | System | Gardabani CCGT-5 | Maintenance Frequency | 1 |  | - | 1 |  |  |  | Maintenace |  | Candidate CCGT
Generators | System | Gardabani CCGT-5 | Mean Time to Repair | 168 |  | h | 1 |  |  |  | Maintenace |  | Candidate CCGT
Generators | System | Gardabani CCGT-5 | Mean Time to Repair | 24 |  | h | 2 |  |  |  | Maintenace |  | Candidate CCGT
Generators | System | Gardabani CCGT-5 | Build Cost | 1595 |  | $/kW | 1 | [5 empty] | Candidate CCGT
Generators | System | Gardabani CCGT-5 | WACC | 10 |  | % | 1 | [5 empty] | Candidate CCGT
Generators | System | Gardabani CCGT-5 | Economic Life | 30 |  | yr | 1 | [5 empty] | Candidate CCGT
Generators | System | Gardabani CCGT-5 | Max Units Built | 0 |  | - | 1 | 2024-01-01 |  |  |  |  | Candidate CCGT
Generators | System | Gardabani CCGT-6 | Units | 0 |  | - | 1 | [5 empty] | Candidate CCGT
Generators | System | Gardabani CCGT-6 | Max Capacity | 230 |  | MW | 1 | [5 empty] | Candidate CCGT
Generators | System | Gardabani CCGT-6 | Min Stable Level | 80 |  | MW | 1 | [5 empty] | Candidate CCGT
Generators | System | Gardabani CCGT-6 | Heat Rate Base | 522,6 |  | GJ/h | 1 | [5 empty] | Candidate CCGT
Generators | System | Gardabani CCGT-6 | Heat Rate Incr | 4,44 |  | GJ/MWh | 1 | [5 empty] | Candidate CCGT
Generators | System | Gardabani CCGT-6 | VO&M Charge | 1 |  | $/MWh | 1 | [5 empty] | Candidate CCGT
Generators | System | Gardabani CCGT-6 | FO&M Charge | 24,52 |  | $/kW/yr | 1 | [5 empty] | Candidate CCGT
Generators | System | Gardabani CCGT-6 | Run Up Rate | 2,29 |  | MW/min | 1 | [5 empty] | Candidate CCGT
Generators | System | Gardabani CCGT-6 | Run Down Rate | 3,6 |  | MW/min | 1 | [5 empty] | Candidate CCGT
Generators | System | Gardabani CCGT-6 | Rating | 230 |  | MW | 1 | [5 empty] | Candidate CCGT
Generators | System | Gardabani CCGT-6 | Min Up Time | 24 |  | h | 1 |  |  |  | NO |  | Candidate CCGT
Generators | System | Gardabani CCGT-6 | Min Down Time | 8 |  | h | 1 | [5 empty] | Candidate CCGT
Generators | System | Gardabani CCGT-6 | Max Ramp Up | 138 |  | MW/min | 1 | [5 empty] | Candidate CCGT
Generators | System | Gardabani CCGT-6 | Max Ramp Down | 138 |  | MW/min | 1 | [5 empty] | Candidate CCGT
Generators | System | Gardabani CCGT-6 | Rough Running Point | 165 |  | MW | 1 |  |  |  | Rough Regulation |  | Candidate CCGT
Generators | System | Gardabani CCGT-6 | Rough Running Point | 190 |  | MW | 2 |  |  |  | Rough Regulation |  | Candidate CCGT
Generators | System | Gardabani CCGT-6 | Rough Running Point | 200 |  | MW | 3 |  |  |  | Rough Regulation |  | Candidate CCGT
Generators | System | Gardabani CCGT-6 | Rough Running Point | 210 |  | MW | 4 |  |  |  | Rough Regulation |  | Candidate CCGT
Generators | System | Gardabani CCGT-6 | Rough Running Point | 220 |  | MW | 5 |  |  |  | Rough Regulation |  | Candidate CCGT
Generators | System | Gardabani CCGT-6 | Rough Running Range | 24 |  | MW | 1 |  |  |  | Rough Regulation |  | Candidate CCGT
Generators | System | Gardabani CCGT-6 | Rough Running Range | 9 |  | MW | 2 |  |  |  | Rough Regulation |  | Candidate CCGT
Generators | System | Gardabani CCGT-6 | Rough Running Range | 9 |  | MW | 3 |  |  |  | Rough Regulation |  | Candidate CCGT
Generators | System | Gardabani CCGT-6 | Rough Running Range | 9 |  | MW | 4 |  |  |  | Rough Regulation |  | Candidate CCGT
Generators | System | Gardabani CCGT-6 | Rough Running Range | 9 |  | MW | 5 |  |  |  | Rough Regulation |  | Candidate CCGT
Generators | System | Gardabani CCGT-6 | Max Starts Year | 20 |  | - | 1 | [5 empty] | Candidate CCGT
Generators | System | Gardabani CCGT-6 | Forced Outage Rate | 0,27 |  | % | 2 |  |  |  | Maintenace |  | Candidate CCGT
Generators | System | Gardabani CCGT-6 | Maintenance Rate | 4,84 |  | % | 1 |  |  |  | Maintenace |  | Candidate CCGT
Generators | System | Gardabani CCGT-6 | Maintenance Frequency | 1 |  | - | 1 |  |  |  | Maintenace |  | Candidate CCGT
Generators | System | Gardabani CCGT-6 | Mean Time to Repair | 168 |  | h | 1 |  |  |  | Maintenace |  | Candidate CCGT
Generators | System | Gardabani CCGT-6 | Mean Time to Repair | 24 |  | h | 2 |  |  |  | Maintenace |  | Candidate CCGT
Generators | System | Gardabani CCGT-6 | Build Cost | 1595 |  | $/kW | 1 | [5 empty] | Candidate CCGT
Generators | System | Gardabani CCGT-6 | WACC | 10 |  | % | 1 | [5 empty] | Candidate CCGT
Generators | System | Gardabani CCGT-6 | Economic Life | 30 |  | yr | 1 | [5 empty] | Candidate CCGT
Generators | System | Gardabani CCGT-6 | Max Units Built | 0 |  | - | 1 | 2024-01-01 |  |  |  |  | Candidate CCGT
Generators | System | Gardabani CCGT-7 | Units | 0 |  | - | 1 | [5 empty] | Candidate CCGT
Generators | System | Gardabani CCGT-7 | Max Capacity | 230 |  | MW | 1 | [5 empty] | Candidate CCGT
Generators | System | Gardabani CCGT-7 | Min Stable Level | 80 |  | MW | 1 | [5 empty] | Candidate CCGT
Generators | System | Gardabani CCGT-7 | Heat Rate Base | 522,6 |  | GJ/h | 1 | [5 empty] | Candidate CCGT
Generators | System | Gardabani CCGT-7 | Heat Rate Incr | 4,44 |  | GJ/MWh | 1 | [5 empty] | Candidate CCGT
Generators | System | Gardabani CCGT-7 | VO&M Charge | 1 |  | $/MWh | 1 | [5 empty] | Candidate CCGT
Generators | System | Gardabani CCGT-7 | FO&M Charge | 24,52 |  | $/kW/yr | 1 | [5 empty] | Candidate CCGT
Generators | System | Gardabani CCGT-7 | Run Up Rate | 2,29 |  | MW/min | 1 | [5 empty] | Candidate CCGT
Generators | System | Gardabani CCGT-7 | Run Down Rate | 3,6 |  | MW/min | 1 | [5 empty] | Candidate CCGT
Generators | System | Gardabani CCGT-7 | Rating | 230 |  | MW | 1 | [5 empty] | Candidate CCGT
Generators | System | Gardabani CCGT-7 | Min Up Time | 24 |  | h | 1 |  |  |  | NO |  | Candidate CCGT
Generators | System | Gardabani CCGT-7 | Min Down Time | 8 |  | h | 1 | [5 empty] | Candidate CCGT
Generators | System | Gardabani CCGT-7 | Max Ramp Up | 138 |  | MW/min | 1 | [5 empty] | Candidate CCGT
Generators | System | Gardabani CCGT-7 | Max Ramp Down | 138 |  | MW/min | 1 | [5 empty] | Candidate CCGT
Generators | System | Gardabani CCGT-7 | Rough Running Point | 165 |  | MW | 1 |  |  |  | Rough Regulation |  | Candidate CCGT
Generators | System | Gardabani CCGT-7 | Rough Running Point | 190 |  | MW | 2 |  |  |  | Rough Regulation |  | Candidate CCGT
Generators | System | Gardabani CCGT-7 | Rough Running Point | 200 |  | MW | 3 |  |  |  | Rough Regulation |  | Candidate CCGT
Generators | System | Gardabani CCGT-7 | Rough Running Point | 210 |  | MW | 4 |  |  |  | Rough Regulation |  | Candidate CCGT
Generators | System | Gardabani CCGT-7 | Rough Running Point | 220 |  | MW | 5 |  |  |  | Rough Regulation |  | Candidate CCGT
Generators | System | Gardabani CCGT-7 | Rough Running Range | 24 |  | MW | 1 |  |  |  | Rough Regulation |  | Candidate CCGT
Generators | System | Gardabani CCGT-7 | Rough Running Range | 9 |  | MW | 2 |  |  |  | Rough Regulation |  | Candidate CCGT
Generators | System | Gardabani CCGT-7 | Rough Running Range | 9 |  | MW | 3 |  |  |  | Rough Regulation |  | Candidate CCGT
Generators | System | Gardabani CCGT-7 | Rough Running Range | 9 |  | MW | 4 |  |  |  | Rough Regulation |  | Candidate CCGT
Generators | System | Gardabani CCGT-7 | Rough Running Range | 9 |  | MW | 5 |  |  |  | Rough Regulation |  | Candidate CCGT
Generators | System | Gardabani CCGT-7 | Max Starts Year | 20 |  | - | 1 | [5 empty] | Candidate CCGT
Generators | System | Gardabani CCGT-7 | Forced Outage Rate | 0,27 |  | % | 2 |  |  |  | Maintenace |  | Candidate CCGT
Generators | System | Gardabani CCGT-7 | Maintenance Rate | 4,84 |  | % | 1 |  |  |  | Maintenace |  | Candidate CCGT
Generators | System | Gardabani CCGT-7 | Maintenance Frequency | 1 |  | - | 1 |  |  |  | Maintenace |  | Candidate CCGT
Generators | System | Gardabani CCGT-7 | Mean Time to Repair | 168 |  | h | 1 |  |  |  | Maintenace |  | Candidate CCGT
Generators | System | Gardabani CCGT-7 | Mean Time to Repair | 24 |  | h | 2 |  |  |  | Maintenace |  | Candidate CCGT
Generators | System | Gardabani CCGT-7 | Build Cost | 1595 |  | $/kW | 1 | [5 empty] | Candidate CCGT
Generators | System | Gardabani CCGT-7 | WACC | 10 |  | % | 1 | [5 empty] | Candidate CCGT
Generators | System | Gardabani CCGT-7 | Economic Life | 30 |  | yr | 1 | [5 empty] | Candidate CCGT
Generators | System | Gardabani CCGT-7 | Max Units Built | 0 |  | - | 1 | 2024-01-01 |  |  |  |  | Candidate CCGT
Generators | System | Gardabani CCGT-8 | Units | 0 |  | - | 1 | [5 empty] | Candidate CCGT
Generators | System | Gardabani CCGT-8 | Max Capacity | 230 |  | MW | 1 | [5 empty] | Candidate CCGT
Generators | System | Gardabani CCGT-8 | Min Stable Level | 80 |  | MW | 1 | [5 empty] | Candidate CCGT
Generators | System | Gardabani CCGT-8 | Heat Rate Base | 522,6 |  | GJ/h | 1 | [5 empty] | Candidate CCGT
Generators | System | Gardabani CCGT-8 | Heat Rate Incr | 4,44 |  | GJ/MWh | 1 | [5 empty] | Candidate CCGT
Generators | System | Gardabani CCGT-8 | VO&M Charge | 1 |  | $/MWh | 1 | [5 empty] | Candidate CCGT
Generators | System | Gardabani CCGT-8 | FO&M Charge | 24,52 |  | $/kW/yr | 1 | [5 empty] | Candidate CCGT
Generators | System | Gardabani CCGT-8 | Run Up Rate | 2,29 |  | MW/min | 1 | [5 empty] | Candidate CCGT
Generators | System | Gardabani CCGT-8 | Run Down Rate | 3,6 |  | MW/min | 1 | [5 empty] | Candidate CCGT
Generators | System | Gardabani CCGT-8 | Rating | 230 |  | MW | 1 | [5 empty] | Candidate CCGT
Generators | System | Gardabani CCGT-8 | Min Up Time | 24 |  | h | 1 |  |  |  | NO |  | Candidate CCGT
Generators | System | Gardabani CCGT-8 | Min Down Time | 8 |  | h | 1 | [5 empty] | Candidate CCGT
Generators | System | Gardabani CCGT-8 | Max Ramp Up | 138 |  | MW/min | 1 | [5 empty] | Candidate CCGT
Generators | System | Gardabani CCGT-8 | Max Ramp Down | 138 |  | MW/min | 1 | [5 empty] | Candidate CCGT
Generators | System | Gardabani CCGT-8 | Rough Running Point | 165 |  | MW | 1 |  |  |  | Rough Regulation |  | Candidate CCGT
Generators | System | Gardabani CCGT-8 | Rough Running Point | 190 |  | MW | 2 |  |  |  | Rough Regulation |  | Candidate CCGT
Generators | System | Gardabani CCGT-8 | Rough Running Point | 200 |  | MW | 3 |  |  |  | Rough Regulation |  | Candidate CCGT
Generators | System | Gardabani CCGT-8 | Rough Running Point | 210 |  | MW | 4 |  |  |  | Rough Regulation |  | Candidate CCGT
Generators | System | Gardabani CCGT-8 | Rough Running Point | 220 |  | MW | 5 |  |  |  | Rough Regulation |  | Candidate CCGT
Generators | System | Gardabani CCGT-8 | Rough Running Range | 24 |  | MW | 1 |  |  |  | Rough Regulation |  | Candidate CCGT
Generators | System | Gardabani CCGT-8 | Rough Running Range | 9 |  | MW | 2 |  |  |  | Rough Regulation |  | Candidate CCGT
Generators | System | Gardabani CCGT-8 | Rough Running Range | 9 |  | MW | 3 |  |  |  | Rough Regulation |  | Candidate CCGT
Generators | System | Gardabani CCGT-8 | Rough Running Range | 9 |  | MW | 4 |  |  |  | Rough Regulation |  | Candidate CCGT
Generators | System | Gardabani CCGT-8 | Rough Running Range | 9 |  | MW | 5 |  |  |  | Rough Regulation |  | Candidate CCGT
Generators | System | Gardabani CCGT-8 | Max Starts Year | 20 |  | - | 1 | [5 empty] | Candidate CCGT
Generators | System | Gardabani CCGT-8 | Forced Outage Rate | 0,27 |  | % | 2 |  |  |  | Maintenace |  | Candidate CCGT
Generators | System | Gardabani CCGT-8 | Maintenance Rate | 4,84 |  | % | 1 |  |  |  | Maintenace |  | Candidate CCGT
Generators | System | Gardabani CCGT-8 | Maintenance Frequency | 1 |  | - | 1 |  |  |  | Maintenace |  | Candidate CCGT
Generators | System | Gardabani CCGT-8 | Mean Time to Repair | 168 |  | h | 1 |  |  |  | Maintenace |  | Candidate CCGT
Generators | System | Gardabani CCGT-8 | Mean Time to Repair | 24 |  | h | 2 |  |  |  | Maintenace |  | Candidate CCGT
Generators | System | Gardabani CCGT-8 | Build Cost | 1595 |  | $/kW | 1 | [5 empty] | Candidate CCGT
Generators | System | Gardabani CCGT-8 | WACC | 10 |  | % | 1 | [5 empty] | Candidate CCGT
Generators | System | Gardabani CCGT-8 | Economic Life | 30 |  | yr | 1 | [5 empty] | Candidate CCGT
Generators | System | Gardabani CCGT-8 | Max Units Built | 0 |  | - | 1 | 2024-01-01 |  |  |  |  | Candidate CCGT
Generators | System | Gardabani CCGT-9 | Units | 0 |  | - | 1 | [5 empty] | Candidate CCGT
Generators | System | Gardabani CCGT-9 | Max Capacity | 230 |  | MW | 1 | [5 empty] | Candidate CCGT
Generators | System | Gardabani CCGT-9 | Min Stable Level | 80 |  | MW | 1 | [5 empty] | Candidate CCGT
Generators | System | Gardabani CCGT-9 | Heat Rate Base | 522,6 |  | GJ/h | 1 | [5 empty] | Candidate CCGT
Generators | System | Gardabani CCGT-9 | Heat Rate Incr | 4,44 |  | GJ/MWh | 1 | [5 empty] | Candidate CCGT
Generators | System | Gardabani CCGT-9 | VO&M Charge | 1 |  | $/MWh | 1 | [5 empty] | Candidate CCGT
Generators | System | Gardabani CCGT-9 | FO&M Charge | 24,52 |  | $/kW/yr | 1 | [5 empty] | Candidate CCGT
Generators | System | Gardabani CCGT-9 | Run Up Rate | 2,29 |  | MW/min | 1 | [5 empty] | Candidate CCGT
Generators | System | Gardabani CCGT-9 | Run Down Rate | 3,6 |  | MW/min | 1 | [5 empty] | Candidate CCGT
Generators | System | Gardabani CCGT-9 | Rating | 230 |  | MW | 1 | [5 empty] | Candidate CCGT
Generators | System | Gardabani CCGT-9 | Min Up Time | 24 |  | h | 1 |  |  |  | NO |  | Candidate CCGT
Generators | System | Gardabani CCGT-9 | Min Down Time | 8 |  | h | 1 | [5 empty] | Candidate CCGT
Generators | System | Gardabani CCGT-9 | Max Ramp Up | 138 |  | MW/min | 1 | [5 empty] | Candidate CCGT
Generators | System | Gardabani CCGT-9 | Max Ramp Down | 138 |  | MW/min | 1 | [5 empty] | Candidate CCGT
Generators | System | Gardabani CCGT-9 | Rough Running Point | 165 |  | MW | 1 |  |  |  | Rough Regulation |  | Candidate CCGT
Generators | System | Gardabani CCGT-9 | Rough Running Point | 190 |  | MW | 2 |  |  |  | Rough Regulation |  | Candidate CCGT
Generators | System | Gardabani CCGT-9 | Rough Running Point | 200 |  | MW | 3 |  |  |  | Rough Regulation |  | Candidate CCGT
Generators | System | Gardabani CCGT-9 | Rough Running Point | 210 |  | MW | 4 |  |  |  | Rough Regulation |  | Candidate CCGT
Generators | System | Gardabani CCGT-9 | Rough Running Point | 220 |  | MW | 5 |  |  |  | Rough Regulation |  | Candidate CCGT
Generators | System | Gardabani CCGT-9 | Rough Running Range | 24 |  | MW | 1 |  |  |  | Rough Regulation |  | Candidate CCGT
Generators | System | Gardabani CCGT-9 | Rough Running Range | 9 |  | MW | 2 |  |  |  | Rough Regulation |  | Candidate CCGT
Generators | System | Gardabani CCGT-9 | Rough Running Range | 9 |  | MW | 3 |  |  |  | Rough Regulation |  | Candidate CCGT
Generators | System | Gardabani CCGT-9 | Rough Running Range | 9 |  | MW | 4 |  |  |  | Rough Regulation |  | Candidate CCGT
Generators | System | Gardabani CCGT-9 | Rough Running Range | 9 |  | MW | 5 |  |  |  | Rough Regulation |  | Candidate CCGT
Generators | System | Gardabani CCGT-9 | Max Starts Year | 20 |  | - | 1 | [5 empty] | Candidate CCGT
Generators | System | Gardabani CCGT-9 | Forced Outage Rate | 0,27 |  | % | 2 |  |  |  | Maintenace |  | Candidate CCGT
Generators | System | Gardabani CCGT-9 | Maintenance Rate | 4,84 |  | % | 1 |  |  |  | Maintenace |  | Candidate CCGT
Generators | System | Gardabani CCGT-9 | Maintenance Frequency | 1 |  | - | 1 |  |  |  | Maintenace |  | Candidate CCGT
Generators | System | Gardabani CCGT-9 | Mean Time to Repair | 168 |  | h | 1 |  |  |  | Maintenace |  | Candidate CCGT
Generators | System | Gardabani CCGT-9 | Mean Time to Repair | 24 |  | h | 2 |  |  |  | Maintenace |  | Candidate CCGT
Generators | System | Gardabani CCGT-9 | Build Cost | 1595 |  | $/kW | 1 | [5 empty] | Candidate CCGT
Generators | System | Gardabani CCGT-9 | WACC | 10 |  | % | 1 | [5 empty] | Candidate CCGT
Generators | System | Gardabani CCGT-9 | Economic Life | 30 |  | yr | 1 | [5 empty] | Candidate CCGT
Generators | System | Gardabani CCGT-9 | Max Units Built | 0 |  | - | 1 | 2024-01-01 |  |  |  |  | Candidate CCGT
Reserve.Generators | AFRR - Down | Gardabani CCGT-10 | Max Response Factor | 20 |  | % | 1 | [5 empty] | Candidate CCGT
Reserve.Generators | AFRR - Down | Gardabani CCGT-11 | Max Response Factor | 20 |  | % | 1 | [5 empty] | Candidate CCGT
Reserve.Generators | AFRR - Down | Gardabani CCGT-12 | Max Response Factor | 20 |  | % | 1 | [5 empty] | Candidate CCGT
Reserve.Generators | AFRR - Down | Gardabani CCGT-13 | Max Response Factor | 20 |  | % | 1 | [5 empty] | Candidate CCGT
Reserve.Generators | AFRR - Down | Gardabani CCGT-3 | Max Response Factor | 20 |  | % | 1 | [5 empty] | Candidate CCGT
Reserve.Generators | AFRR - Down | Gardabani CCGT-4 | Max Response Factor | 20 |  | % | 1 | [5 empty] | Candidate CCGT
Reserve.Generators | AFRR - Down | Gardabani CCGT-5 | Max Response Factor | 20 |  | % | 1 | [5 empty] | Candidate CCGT
Reserve.Generators | AFRR - Down | Gardabani CCGT-6 | Max Response Factor | 20 |  | % | 1 | [5 empty] | Candidate CCGT
Reserve.Generators | AFRR - Down | Gardabani CCGT-7 | Max Response Factor | 20 |  | % | 1 | [5 empty] | Candidate CCGT
Reserve.Generators | AFRR - Down | Gardabani CCGT-8 | Max Response Factor | 20 |  | % | 1 | [5 empty] | Candidate CCGT
Reserve.Generators | AFRR - Down | Gardabani CCGT-9 | Max Response Factor | 20 |  | % | 1 | [5 empty] | Candidate CCGT
Reserve.Generators | AFRR - UP | Gardabani CCGT-10 | Max Response Factor | 20 |  | % | 1 | [5 empty] | Candidate CCGT
Reserve.Generators | AFRR - UP | Gardabani CCGT-11 | Max Response Factor | 20 |  | % | 1 | [5 empty] | Candidate CCGT
Reserve.Generators | AFRR - UP | Gardabani CCGT-12 | Max Response Factor | 20 |  | % | 1 | [5 empty] | Candidate CCGT
Reserve.Generators | AFRR - UP | Gardabani CCGT-13 | Max Response Factor | 20 |  | % | 1 | [5 empty] | Candidate CCGT
Reserve.Generators | AFRR - UP | Gardabani CCGT-3 | Max Response Factor | 20 |  | % | 1 | [5 empty] | Candidate CCGT
Reserve.Generators | AFRR - UP | Gardabani CCGT-4 | Max Response Factor | 20 |  | % | 1 | [5 empty] | Candidate CCGT
Reserve.Generators | AFRR - UP | Gardabani CCGT-5 | Max Response Factor | 20 |  | % | 1 | [5 empty] | Candidate CCGT
Reserve.Generators | AFRR - UP | Gardabani CCGT-6 | Max Response Factor | 20 |  | % | 1 | [5 empty] | Candidate CCGT
Reserve.Generators | AFRR - UP | Gardabani CCGT-7 | Max Response Factor | 20 |  | % | 1 | [5 empty] | Candidate CCGT
Reserve.Generators | AFRR - UP | Gardabani CCGT-8 | Max Response Factor | 20 |  | % | 1 | [5 empty] | Candidate CCGT
Reserve.Generators | AFRR - UP | Gardabani CCGT-9 | Max Response Factor | 20 |  | % | 1 | [5 empty] | Candidate CCGT
Reserve.Generators | AFRR PV - Down | Gardabani CCGT-10 | Max Response Factor | 20 |  | % | 1 | [5 empty] | Candidate CCGT
Reserve.Generators | AFRR PV - Down | Gardabani CCGT-11 | Max Response Factor | 20 |  | % | 1 | [5 empty] | Candidate CCGT
Reserve.Generators | AFRR PV - Down | Gardabani CCGT-12 | Max Response Factor | 20 |  | % | 1 | [5 empty] | Candidate CCGT
Reserve.Generators | AFRR PV - Down | Gardabani CCGT-13 | Max Response Factor | 20 |  | % | 1 | [5 empty] | Candidate CCGT
Reserve.Generators | AFRR PV - Down | Gardabani CCGT-3 | Max Response Factor | 20 |  | % | 1 | [5 empty] | Candidate CCGT
Reserve.Generators | AFRR PV - Down | Gardabani CCGT-4 | Max Response Factor | 20 |  | % | 1 | [5 empty] | Candidate CCGT
Reserve.Generators | AFRR PV - Down | Gardabani CCGT-5 | Max Response Factor | 20 |  | % | 1 | [5 empty] | Candidate CCGT
Reserve.Generators | AFRR PV - Down | Gardabani CCGT-6 | Max Response Factor | 20 |  | % | 1 | [5 empty] | Candidate CCGT
Reserve.Generators | AFRR PV - Down | Gardabani CCGT-7 | Max Response Factor | 20 |  | % | 1 | [5 empty] | Candidate CCGT
Reserve.Generators | AFRR PV - Down | Gardabani CCGT-8 | Max Response Factor | 20 |  | % | 1 | [5 empty] | Candidate CCGT
Reserve.Generators | AFRR PV - Down | Gardabani CCGT-9 | Max Response Factor | 20 |  | % | 1 | [5 empty] | Candidate CCGT
Reserve.Generators | AFRR PV - UP | Gardabani CCGT-10 | Max Response Factor | 20 |  | % | 1 | [5 empty] | Candidate CCGT
Reserve.Generators | AFRR PV - UP | Gardabani CCGT-11 | Max Response Factor | 20 |  | % | 1 | [5 empty] | Candidate CCGT
Reserve.Generators | AFRR PV - UP | Gardabani CCGT-12 | Max Response Factor | 20 |  | % | 1 | [5 empty] | Candidate CCGT
Reserve.Generators | AFRR PV - UP | Gardabani CCGT-13 | Max Response Factor | 20 |  | % | 1 | [5 empty] | Candidate CCGT
Reserve.Generators | AFRR PV - UP | Gardabani CCGT-3 | Max Response Factor | 20 |  | % | 1 | [5 empty] | Candidate CCGT
Reserve.Generators | AFRR PV - UP | Gardabani CCGT-4 | Max Response Factor | 20 |  | % | 1 | [5 empty] | Candidate CCGT
Reserve.Generators | AFRR PV - UP | Gardabani CCGT-5 | Max Response Factor | 20 |  | % | 1 | [5 empty] | Candidate CCGT
Reserve.Generators | AFRR PV - UP | Gardabani CCGT-6 | Max Response Factor | 20 |  | % | 1 | [5 empty] | Candidate CCGT
Reserve.Generators | AFRR PV - UP | Gardabani CCGT-7 | Max Response Factor | 20 |  | % | 1 | [5 empty] | Candidate CCGT
Reserve.Generators | AFRR PV - UP | Gardabani CCGT-8 | Max Response Factor | 20 |  | % | 1 | [5 empty] | Candidate CCGT
Reserve.Generators | AFRR PV - UP | Gardabani CCGT-9 | Max Response Factor | 20 |  | % | 1 | [5 empty] | Candidate CCGT
Reserve.Generators | FCR - Down | Gardabani CCGT-10 | Max Response Factor | 10 |  | % | 1 | [5 empty] | Candidate CCGT
Reserve.Generators | FCR - Down | Gardabani CCGT-11 | Max Response Factor | 10 |  | % | 1 | [5 empty] | Candidate CCGT
Reserve.Generators | FCR - Down | Gardabani CCGT-12 | Max Response Factor | 10 |  | % | 1 | [5 empty] | Candidate CCGT
Reserve.Generators | FCR - Down | Gardabani CCGT-13 | Max Response Factor | 10 |  | % | 1 | [5 empty] | Candidate CCGT
Reserve.Generators | FCR - Down | Gardabani CCGT-3 | Max Response Factor | 10 |  | % | 1 | [5 empty] | Candidate CCGT
Reserve.Generators | FCR - Down | Gardabani CCGT-4 | Max Response Factor | 10 |  | % | 1 | [5 empty] | Candidate CCGT
Reserve.Generators | FCR - Down | Gardabani CCGT-5 | Max Response Factor | 10 |  | % | 1 | [5 empty] | Candidate CCGT
Reserve.Generators | FCR - Down | Gardabani CCGT-6 | Max Response Factor | 10 |  | % | 1 | [5 empty] | Candidate CCGT
Reserve.Generators | FCR - Down | Gardabani CCGT-7 | Max Response Factor | 10 |  | % | 1 | [5 empty] | Candidate CCGT
Reserve.Generators | FCR - Down | Gardabani CCGT-8 | Max Response Factor | 10 |  | % | 1 | [5 empty] | Candidate CCGT
Reserve.Generators | FCR - Down | Gardabani CCGT-9 | Max Response Factor | 10 |  | % | 1 | [5 empty] | Candidate CCGT
Reserve.Generators | FCR - UP | Gardabani CCGT-10 | Max Response Factor | 10 |  | % | 1 | [5 empty] | Candidate CCGT
Reserve.Generators | FCR - UP | Gardabani CCGT-11 | Max Response Factor | 10 |  | % | 1 | [5 empty] | Candidate CCGT
Reserve.Generators | FCR - UP | Gardabani CCGT-12 | Max Response Factor | 10 |  | % | 1 | [5 empty] | Candidate CCGT
Reserve.Generators | FCR - UP | Gardabani CCGT-13 | Max Response Factor | 10 |  | % | 1 | [5 empty] | Candidate CCGT
Reserve.Generators | FCR - UP | Gardabani CCGT-3 | Max Response Factor | 10 |  | % | 1 | [5 empty] | Candidate CCGT
Reserve.Generators | FCR - UP | Gardabani CCGT-4 | Max Response Factor | 10 |  | % | 1 | [5 empty] | Candidate CCGT
Reserve.Generators | FCR - UP | Gardabani CCGT-5 | Max Response Factor | 10 |  | % | 1 | [5 empty] | Candidate CCGT
Reserve.Generators | FCR - UP | Gardabani CCGT-6 | Max Response Factor | 10 |  | % | 1 | [5 empty] | Candidate CCGT
Reserve.Generators | FCR - UP | Gardabani CCGT-7 | Max Response Factor | 10 |  | % | 1 | [5 empty] | Candidate CCGT
Reserve.Generators | FCR - UP | Gardabani CCGT-8 | Max Response Factor | 10 |  | % | 1 | [5 empty] | Candidate CCGT
Reserve.Generators | FCR - UP | Gardabani CCGT-9 | Max Response Factor | 10 |  | % | 1 | [5 empty] | Candidate CCGT
Reserve.Generators | FCR PV - Down | Gardabani CCGT-10 | Max Response Factor | 10 |  | % | 1 | [5 empty] | Candidate CCGT
Reserve.Generators | FCR PV - Down | Gardabani CCGT-11 | Max Response Factor | 10 |  | % | 1 | [5 empty] | Candidate CCGT
Reserve.Generators | FCR PV - Down | Gardabani CCGT-12 | Max Response Factor | 10 |  | % | 1 | [5 empty] | Candidate CCGT
Reserve.Generators | FCR PV - Down | Gardabani CCGT-13 | Max Response Factor | 10 |  | % | 1 | [5 empty] | Candidate CCGT
Reserve.Generators | FCR PV - Down | Gardabani CCGT-3 | Max Response Factor | 10 |  | % | 1 | [5 empty] | Candidate CCGT
Reserve.Generators | FCR PV - Down | Gardabani CCGT-4 | Max Response Factor | 10 |  | % | 1 | [5 empty] | Candidate CCGT
Reserve.Generators | FCR PV - Down | Gardabani CCGT-5 | Max Response Factor | 10 |  | % | 1 | [5 empty] | Candidate CCGT
Reserve.Generators | FCR PV - Down | Gardabani CCGT-6 | Max Response Factor | 10 |  | % | 1 | [5 empty] | Candidate CCGT
Reserve.Generators | FCR PV - Down | Gardabani CCGT-7 | Max Response Factor | 10 |  | % | 1 | [5 empty] | Candidate CCGT
Reserve.Generators | FCR PV - Down | Gardabani CCGT-8 | Max Response Factor | 10 |  | % | 1 | [5 empty] | Candidate CCGT
Reserve.Generators | FCR PV - Down | Gardabani CCGT-9 | Max Response Factor | 10 |  | % | 1 | [5 empty] | Candidate CCGT
Reserve.Generators | FCR PV - UP | Gardabani CCGT-10 | Max Response Factor | 10 |  | % | 1 | [5 empty] | Candidate CCGT
Reserve.Generators | FCR PV - UP | Gardabani CCGT-11 | Max Response Factor | 10 |  | % | 1 | [5 empty] | Candidate CCGT
Reserve.Generators | FCR PV - UP | Gardabani CCGT-12 | Max Response Factor | 10 |  | % | 1 | [5 empty] | Candidate CCGT
Reserve.Generators | FCR PV - UP | Gardabani CCGT-13 | Max Response Factor | 10 |  | % | 1 | [5 empty] | Candidate CCGT
Reserve.Generators | FCR PV - UP | Gardabani CCGT-3 | Max Response Factor | 10 |  | % | 1 | [5 empty] | Candidate CCGT
Reserve.Generators | FCR PV - UP | Gardabani CCGT-4 | Max Response Factor | 10 |  | % | 1 | [5 empty] | Candidate CCGT
Reserve.Generators | FCR PV - UP | Gardabani CCGT-5 | Max Response Factor | 10 |  | % | 1 | [5 empty] | Candidate CCGT
Reserve.Generators | FCR PV - UP | Gardabani CCGT-6 | Max Response Factor | 10 |  | % | 1 | [5 empty] | Candidate CCGT
Reserve.Generators | FCR PV - UP | Gardabani CCGT-7 | Max Response Factor | 10 |  | % | 1 | [5 empty] | Candidate CCGT
Reserve.Generators | FCR PV - UP | Gardabani CCGT-8 | Max Response Factor | 10 |  | % | 1 | [5 empty] | Candidate CCGT
Reserve.Generators | FCR PV - UP | Gardabani CCGT-9 | Max Response Factor | 10 |  | % | 1 | [5 empty] | Candidate CCGT
Reserve.Generators | MFRR - Down | Gardabani CCGT-10 | Max Response Factor | 100 |  | % | 1 | [5 empty] | Candidate CCGT
Reserve.Generators | MFRR - Down | Gardabani CCGT-11 | Max Response Factor | 100 |  | % | 1 | [5 empty] | Candidate CCGT
Reserve.Generators | MFRR - Down | Gardabani CCGT-12 | Max Response Factor | 100 |  | % | 1 | [5 empty] | Candidate CCGT
Reserve.Generators | MFRR - Down | Gardabani CCGT-13 | Max Response Factor | 100 |  | % | 1 | [5 empty] | Candidate CCGT
Reserve.Generators | MFRR - Down | Gardabani CCGT-3 | Max Response Factor | 100 |  | % | 1 | [5 empty] | Candidate CCGT
Reserve.Generators | MFRR - Down | Gardabani CCGT-4 | Max Response Factor | 100 |  | % | 1 | [5 empty] | Candidate CCGT
Reserve.Generators | MFRR - Down | Gardabani CCGT-5 | Max Response Factor | 100 |  | % | 1 | [5 empty] | Candidate CCGT
Reserve.Generators | MFRR - Down | Gardabani CCGT-6 | Max Response Factor | 100 |  | % | 1 | [5 empty] | Candidate CCGT
Reserve.Generators | MFRR - Down | Gardabani CCGT-7 | Max Response Factor | 100 |  | % | 1 | [5 empty] | Candidate CCGT
Reserve.Generators | MFRR - Down | Gardabani CCGT-8 | Max Response Factor | 100 |  | % | 1 | [5 empty] | Candidate CCGT
Reserve.Generators | MFRR - Down | Gardabani CCGT-9 | Max Response Factor | 100 |  | % | 1 | [5 empty] | Candidate CCGT
Reserve.Generators | MFRR - UP | Gardabani CCGT-10 | Max Response Factor | 100 |  | % | 1 | [5 empty] | Candidate CCGT
Reserve.Generators | MFRR - UP | Gardabani CCGT-11 | Max Response Factor | 100 |  | % | 1 | [5 empty] | Candidate CCGT
Reserve.Generators | MFRR - UP | Gardabani CCGT-12 | Max Response Factor | 100 |  | % | 1 | [5 empty] | Candidate CCGT
Reserve.Generators | MFRR - UP | Gardabani CCGT-13 | Max Response Factor | 100 |  | % | 1 | [5 empty] | Candidate CCGT
Reserve.Generators | MFRR - UP | Gardabani CCGT-3 | Max Response Factor | 100 |  | % | 1 | [5 empty] | Candidate CCGT
Reserve.Generators | MFRR - UP | Gardabani CCGT-4 | Max Response Factor | 100 |  | % | 1 | [5 empty] | Candidate CCGT
Reserve.Generators | MFRR - UP | Gardabani CCGT-5 | Max Response Factor | 100 |  | % | 1 | [5 empty] | Candidate CCGT
Reserve.Generators | MFRR - UP | Gardabani CCGT-6 | Max Response Factor | 100 |  | % | 1 | [5 empty] | Candidate CCGT
Reserve.Generators | MFRR - UP | Gardabani CCGT-7 | Max Response Factor | 100 |  | % | 1 | [5 empty] | Candidate CCGT
Reserve.Generators | MFRR - UP | Gardabani CCGT-8 | Max Response Factor | 100 |  | % | 1 | [5 empty] | Candidate CCGT
Reserve.Generators | MFRR - UP | Gardabani CCGT-9 | Max Response Factor | 100 |  | % | 1 | [5 empty] | Candidate CCGT
Reserve.Generators | MFRR PV - Down | Gardabani CCGT-10 | Max Response Factor | 100 |  | % | 1 | [5 empty] | Candidate CCGT
Reserve.Generators | MFRR PV - Down | Gardabani CCGT-11 | Max Response Factor | 100 |  | % | 1 | [5 empty] | Candidate CCGT
Reserve.Generators | MFRR PV - Down | Gardabani CCGT-12 | Max Response Factor | 100 |  | % | 1 | [5 empty] | Candidate CCGT
Reserve.Generators | MFRR PV - Down | Gardabani CCGT-13 | Max Response Factor | 100 |  | % | 1 | [5 empty] | Candidate CCGT
Reserve.Generators | MFRR PV - Down | Gardabani CCGT-3 | Max Response Factor | 100 |  | % | 1 | [5 empty] | Candidate CCGT
Reserve.Generators | MFRR PV - Down | Gardabani CCGT-4 | Max Response Factor | 100 |  | % | 1 | [5 empty] | Candidate CCGT
Reserve.Generators | MFRR PV - Down | Gardabani CCGT-5 | Max Response Factor | 100 |  | % | 1 | [5 empty] | Candidate CCGT
Reserve.Generators | MFRR PV - Down | Gardabani CCGT-6 | Max Response Factor | 100 |  | % | 1 | [5 empty] | Candidate CCGT
Reserve.Generators | MFRR PV - Down | Gardabani CCGT-7 | Max Response Factor | 100 |  | % | 1 | [5 empty] | Candidate CCGT
Reserve.Generators | MFRR PV - Down | Gardabani CCGT-8 | Max Response Factor | 100 |  | % | 1 | [5 empty] | Candidate CCGT
Reserve.Generators | MFRR PV - Down | Gardabani CCGT-9 | Max Response Factor | 100 |  | % | 1 | [5 empty] | Candidate CCGT
Reserve.Generators | MFRR PV - UP | Gardabani CCGT-10 | Max Response Factor | 100 |  | % | 1 | [5 empty] | Candidate CCGT
Reserve.Generators | MFRR PV - UP | Gardabani CCGT-11 | Max Response Factor | 100 |  | % | 1 | [5 empty] | Candidate CCGT
Reserve.Generators | MFRR PV - UP | Gardabani CCGT-12 | Max Response Factor | 100 |  | % | 1 | [5 empty] | Candidate CCGT
Reserve.Generators | MFRR PV - UP | Gardabani CCGT-13 | Max Response Factor | 100 |  | % | 1 | [5 empty] | Candidate CCGT
Reserve.Generators | MFRR PV - UP | Gardabani CCGT-3 | Max Response Factor | 100 |  | % | 1 | [5 empty] | Candidate CCGT
Reserve.Generators | MFRR PV - UP | Gardabani CCGT-4 | Max Response Factor | 100 |  | % | 1 | [5 empty] | Candidate CCGT
Reserve.Generators | MFRR PV - UP | Gardabani CCGT-5 | Max Response Factor | 100 |  | % | 1 | [5 empty] | Candidate CCGT
Reserve.Generators | MFRR PV - UP | Gardabani CCGT-6 | Max Response Factor | 100 |  | % | 1 | [5 empty] | Candidate CCGT
Reserve.Generators | MFRR PV - UP | Gardabani CCGT-7 | Max Response Factor | 100 |  | % | 1 | [5 empty] | Candidate CCGT
Reserve.Generators | MFRR PV - UP | Gardabani CCGT-8 | Max Response Factor | 100 |  | % | 1 | [5 empty] | Candidate CCGT
Reserve.Generators | MFRR PV - UP | Gardabani CCGT-9 | Max Response Factor | 100 |  | % | 1 | [5 empty] | Candidate CCGT
Reserve.Generators | RR | Gardabani CCGT-10 | Max Response Factor | 100 |  | % | 1 | [5 empty] | Candidate CCGT
Reserve.Generators | RR | Gardabani CCGT-11 | Max Response Factor | 100 |  | % | 1 | [5 empty] | Candidate CCGT
Reserve.Generators | RR | Gardabani CCGT-12 | Max Response Factor | 100 |  | % | 1 | [5 empty] | Candidate CCGT
Reserve.Generators | RR | Gardabani CCGT-13 | Max Response Factor | 100 |  | % | 1 | [5 empty] | Candidate CCGT
Reserve.Generators | RR | Gardabani CCGT-3 | Max Response Factor | 100 |  | % | 1 | [5 empty] | Candidate CCGT
Reserve.Generators | RR | Gardabani CCGT-4 | Max Response Factor | 100 |  | % | 1 | [5 empty] | Candidate CCGT
Reserve.Generators | RR | Gardabani CCGT-5 | Max Response Factor | 100 |  | % | 1 | [5 empty] | Candidate CCGT
Reserve.Generators | RR | Gardabani CCGT-6 | Max Response Factor | 100 |  | % | 1 | [5 empty] | Candidate CCGT
Reserve.Generators | RR | Gardabani CCGT-7 | Max Response Factor | 100 |  | % | 1 | [5 empty] | Candidate CCGT
Reserve.Generators | RR | Gardabani CCGT-8 | Max Response Factor | 100 |  | % | 1 | [5 empty] | Candidate CCGT
Reserve.Generators | RR | Gardabani CCGT-9 | Max Response Factor | 100 |  | % | 1 | [5 empty] | Candidate CCGT

## Ladjanuri Cascade
Collection | Parent Object | Child Object | Property | Value | Data File | Units | Band | Date From | Date To | Timeslice | Scenario | Memo | Category
Generators | System | Gumathesi 1 | Units | 4 |  | - | 1 | [5 empty] | Lajanuri cascade
Generators | System | Gumathesi 1 | Max Capacity | 11 |  | MW | 1 | [5 empty] | Lajanuri cascade
Generators | System | Gumathesi 1 | Min Stable Level | 2 |  | MW | 1 | [5 empty] | Lajanuri cascade
Generators | System | Gumathesi 1 | VO&M Charge | 0,92 |  | $/MWh | 1 | [5 empty] | Lajanuri cascade
Generators | System | Gumathesi 1 | FO&M Charge | 40,35 |  | $/kW/yr | 1 | [5 empty] | Lajanuri cascade
Generators | System | Gumathesi 1 | Rating | 86675 |  | MW | 1 | [5 empty] | Lajanuri cascade
Generators | System | Gumathesi 1 | Efficiency Incr | 0,2 |  | MW/MW | 1 | [5 empty] | Lajanuri cascade
Generators | System | Gumathesi 1 | Forced Outage Rate | 1,52 |  | % | 2 |  |  |  | Maintenace |  | Lajanuri cascade
Generators | System | Gumathesi 1 | Maintenance Rate | 5,37 |  | % | 1 |  |  |  | Maintenace |  | Lajanuri cascade
Generators | System | Gumathesi 1 | Maintenance Frequency | 1 |  | - | 1 |  |  |  | NO |  | Lajanuri cascade
Generators | System | Gumathesi 1 | Mean Time to Repair | 168 |  | h | 1 |  |  |  | Maintenace |  | Lajanuri cascade
Generators | System | Gumathesi 1 | Mean Time to Repair | 24 |  | h | 2 |  |  |  | Maintenace |  | Lajanuri cascade
Generators | System | Gumathesi 2 | Units | 3 |  | - | 1 | [5 empty] | Lajanuri cascade
Generators | System | Gumathesi 2 | Max Capacity | 7 |  | MW | 1 | [5 empty] | Lajanuri cascade
Generators | System | Gumathesi 2 | Min Stable Level | 2 |  | MW | 1 | [5 empty] | Lajanuri cascade
Generators | System | Gumathesi 2 | VO&M Charge | 0,92 |  | $/MWh | 1 | [5 empty] | Lajanuri cascade
Generators | System | Gumathesi 2 | FO&M Charge | 40,35 |  | $/kW/yr | 1 | [5 empty] | Lajanuri cascade
Generators | System | Gumathesi 2 | Rating | 5,12 |  | MW | 1 | [5 empty] | Lajanuri cascade
Generators | System | Gumathesi 2 | Max Ramp Up | 7 |  | MW/min | 1 | [5 empty] | Lajanuri cascade
Generators | System | Gumathesi 2 | Max Ramp Down | 7 |  | MW/min | 1 | [5 empty] | Lajanuri cascade
Generators | System | Gumathesi 2 | Efficiency Incr | 0,1 |  | MW/MW | 1 | [5 empty] | Lajanuri cascade
Generators | System | Gumathesi 2 | Forced Outage Rate | 3,07 |  | % | 2 |  |  |  | Maintenace |  | Lajanuri cascade
Generators | System | Gumathesi 2 | Maintenance Rate | 16,32 |  | % | 1 |  |  |  | Maintenace |  | Lajanuri cascade
Generators | System | Gumathesi 2 | Maintenance Frequency | 1 |  | - | 1 |  |  |  | NO |  | Lajanuri cascade
Generators | System | Gumathesi 2 | Mean Time to Repair | 168 |  | h | 1 |  |  |  | Maintenace |  | Lajanuri cascade
Generators | System | Gumathesi 2 | Mean Time to Repair | 24 |  | h | 2 |  |  |  | Maintenace |  | Lajanuri cascade
Generators | System | Rionhesi | Units | 4 |  | - | 1 | [5 empty] | Lajanuri cascade
Generators | System | Rionhesi | Max Capacity | 12 |  | MW | 1 | [5 empty] | Lajanuri cascade
Generators | System | Rionhesi | Min Stable Level | 3 |  | MW | 1 | [5 empty] | Lajanuri cascade
Generators | System | Rionhesi | VO&M Charge | 1,5 |  | $/MWh | 1 | [5 empty] | Lajanuri cascade
Generators | System | Rionhesi | FO&M Charge | 21,18 |  | $/kW/yr | 1 | [5 empty] | Lajanuri cascade
Generators | System | Rionhesi | Rating | 98925 |  | MW | 1 | [5 empty] | Lajanuri cascade
Generators | System | Rionhesi | Max Ramp Up | 12 |  | MW/min | 1 | [5 empty] | Lajanuri cascade
Generators | System | Rionhesi | Max Ramp Down | 12 |  | MW/min | 1 | [5 empty] | Lajanuri cascade
Generators | System | Rionhesi | Efficiency Incr | 0,48 |  | MW/MW | 1 | [5 empty] | Lajanuri cascade
Generators | System | Rionhesi | Forced Outage Rate | 0,71 |  | % | 2 |  |  |  | Maintenace |  | Lajanuri cascade
Generators | System | Rionhesi | Maintenance Rate | 20,74 |  | % | 1 |  |  |  | Maintenace |  | Lajanuri cascade
Generators | System | Rionhesi | Maintenance Frequency | 1 |  | - | 1 |  |  |  | NO |  | Lajanuri cascade
Generators | System | Rionhesi | Mean Time to Repair | 168 |  | h | 1 |  |  |  | Maintenace |  | Lajanuri cascade
Generators | System | Rionhesi | Mean Time to Repair | 24 |  | h | 2 |  |  |  | Maintenace |  | Lajanuri cascade
Generators | System | Vartsikehesi 1 | Units | 2 |  | - | 1 | [5 empty] | Lajanuri cascade
Generators | System | Vartsikehesi 1 | Max Capacity | 23 |  | MW | 1 | [5 empty] | Lajanuri cascade
Generators | System | Vartsikehesi 1 | Min Stable Level | 4 |  | MW | 1 | [5 empty] | Lajanuri cascade
Generators | System | Vartsikehesi 1 | VO&M Charge | 1,5 |  | $/MWh | 1 | [5 empty] | Lajanuri cascade
Generators | System | Vartsikehesi 1 | FO&M Charge | 4,56 |  | $/kW/yr | 1 | [5 empty] | Lajanuri cascade
Generators | System | Vartsikehesi 1 | Rating | 20625 |  | MW | 1 | [5 empty] | Lajanuri cascade
Generators | System | Vartsikehesi 1 | Max Ramp Up | 23 |  | MW/min | 1 | [5 empty] | Lajanuri cascade
Generators | System | Vartsikehesi 1 | Max Ramp Down | 23 |  | MW/min | 1 | [5 empty] | Lajanuri cascade
Generators | System | Vartsikehesi 1 | Efficiency Incr | 0,125 |  | MW/MW | 1 | [5 empty] | Lajanuri cascade
Generators | System | Vartsikehesi 1 | Efficiency Incr | 0,13 |  | MW/MW | 1 |  |  |  | NO |  | Lajanuri cascade
Generators | System | Vartsikehesi 1 | Forced Outage Rate | 0,21 |  | % | 2 |  |  |  | Maintenace |  | Lajanuri cascade
Generators | System | Vartsikehesi 1 | Maintenance Rate | 5,15 |  | % | 1 |  |  |  | Maintenace |  | Lajanuri cascade
Generators | System | Vartsikehesi 1 | Maintenance Frequency | 2 |  | - | 1 |  |  |  | NO |  | Lajanuri cascade
Generators | System | Vartsikehesi 1 | Mean Time to Repair | 168 |  | h | 1 |  |  |  | Maintenace |  | Lajanuri cascade
Generators | System | Vartsikehesi 1 | Mean Time to Repair | 24 |  | h | 2 |  |  |  | Maintenace |  | Lajanuri cascade
Generators | System | Vartsikehesi 2 | Units | 2 |  | - | 1 | [5 empty] | Lajanuri cascade
Generators | System | Vartsikehesi 2 | Max Capacity | 23 |  | MW | 1 | [5 empty] | Lajanuri cascade
Generators | System | Vartsikehesi 2 | Min Stable Level | 4 |  | MW | 1 | [5 empty] | Lajanuri cascade
Generators | System | Vartsikehesi 2 | VO&M Charge | 1,5 |  | $/MWh | 1 | [5 empty] | Lajanuri cascade
Generators | System | Vartsikehesi 2 | FO&M Charge | 4,56 |  | $/kW/yr | 1 | [5 empty] | Lajanuri cascade
Generators | System | Vartsikehesi 2 | Rating | 20625 |  | MW | 1 | [5 empty] | Lajanuri cascade
Generators | System | Vartsikehesi 2 | Max Ramp Up | 23 |  | MW/min | 1 | [5 empty] | Lajanuri cascade
Generators | System | Vartsikehesi 2 | Max Ramp Down | 23 |  | MW/min | 1 | [5 empty] | Lajanuri cascade
Generators | System | Vartsikehesi 2 | Efficiency Incr | 0,125 |  | MW/MW | 1 | [5 empty] | Lajanuri cascade
Generators | System | Vartsikehesi 2 | Efficiency Incr | 0,13 |  | MW/MW | 1 |  |  |  | NO |  | Lajanuri cascade
Generators | System | Vartsikehesi 2 | Forced Outage Rate | 0,17 |  | % | 2 |  |  |  | Maintenace |  | Lajanuri cascade
Generators | System | Vartsikehesi 2 | Maintenance Rate | 9,26 |  | % | 1 |  |  |  | Maintenace |  | Lajanuri cascade
Generators | System | Vartsikehesi 2 | Maintenance Frequency | 2 |  | - | 1 |  |  |  | NO |  | Lajanuri cascade
Generators | System | Vartsikehesi 2 | Mean Time to Repair | 168 |  | h | 1 |  |  |  | Maintenace |  | Lajanuri cascade
Generators | System | Vartsikehesi 2 | Mean Time to Repair | 24 |  | h | 2 |  |  |  | Maintenace |  | Lajanuri cascade
Generators | System | Vartsikehesi 3 | Units | 2 |  | - | 1 | [5 empty] | Lajanuri cascade
Generators | System | Vartsikehesi 3 | Max Capacity | 23 |  | MW | 1 | [5 empty] | Lajanuri cascade
Generators | System | Vartsikehesi 3 | Min Stable Level | 4 |  | MW | 1 | [5 empty] | Lajanuri cascade
Generators | System | Vartsikehesi 3 | VO&M Charge | 1,5 |  | $/MWh | 1 | [5 empty] | Lajanuri cascade
Generators | System | Vartsikehesi 3 | FO&M Charge | 4,56 |  | $/kW/yr | 1 | [5 empty] | Lajanuri cascade
Generators | System | Vartsikehesi 3 | Rating | 20625 |  | MW | 1 | [5 empty] | Lajanuri cascade
Generators | System | Vartsikehesi 3 | Max Ramp Up | 23 |  | MW/min | 1 | [5 empty] | Lajanuri cascade
Generators | System | Vartsikehesi 3 | Max Ramp Down | 23 |  | MW/min | 1 | [5 empty] | Lajanuri cascade
Generators | System | Vartsikehesi 3 | Efficiency Incr | 0,125 |  | MW/MW | 1 | [5 empty] | Lajanuri cascade
Generators | System | Vartsikehesi 3 | Efficiency Incr | 0,13 |  | MW/MW | 1 |  |  |  | NO |  | Lajanuri cascade
Generators | System | Vartsikehesi 3 | Forced Outage Rate | 0,28 |  | % | 2 |  |  |  | Maintenace |  | Lajanuri cascade
Generators | System | Vartsikehesi 3 | Maintenance Rate | 10,77 |  | % | 1 |  |  |  | Maintenace |  | Lajanuri cascade
Generators | System | Vartsikehesi 3 | Maintenance Frequency | 2 |  | - | 1 |  |  |  | NO |  | Lajanuri cascade
Generators | System | Vartsikehesi 3 | Mean Time to Repair | 168 |  | h | 1 |  |  |  | Maintenace |  | Lajanuri cascade
Generators | System | Vartsikehesi 3 | Mean Time to Repair | 24 |  | h | 2 |  |  |  | Maintenace |  | Lajanuri cascade
Generators | System | Vartsikehesi 4 | Units | 2 |  | - | 1 | [5 empty] | Lajanuri cascade
Generators | System | Vartsikehesi 4 | Max Capacity | 23 |  | MW | 1 | [5 empty] | Lajanuri cascade
Generators | System | Vartsikehesi 4 | Min Stable Level | 4 |  | MW | 1 | [5 empty] | Lajanuri cascade
Generators | System | Vartsikehesi 4 | VO&M Charge | 1,5 |  | $/MWh | 1 | [5 empty] | Lajanuri cascade
Generators | System | Vartsikehesi 4 | FO&M Charge | 4,56 |  | $/kW/yr | 1 | [5 empty] | Lajanuri cascade
Generators | System | Vartsikehesi 4 | Rating | 20625 |  | MW | 1 | [5 empty] | Lajanuri cascade
Generators | System | Vartsikehesi 4 | Max Ramp Up | 23 |  | MW/min | 1 | [5 empty] | Lajanuri cascade
Generators | System | Vartsikehesi 4 | Max Ramp Down | 23 |  | MW/min | 1 | [5 empty] | Lajanuri cascade
Generators | System | Vartsikehesi 4 | Efficiency Incr | 0,125 |  | MW/MW | 1 | [5 empty] | Lajanuri cascade
Generators | System | Vartsikehesi 4 | Efficiency Incr | 0,13 |  | MW/MW | 1 |  |  |  | NO |  | Lajanuri cascade
Generators | System | Vartsikehesi 4 | Forced Outage Rate | 0,25 |  | % | 2 |  |  |  | Maintenace |  | Lajanuri cascade
Generators | System | Vartsikehesi 4 | Maintenance Rate | 8,45 |  | % | 1 |  |  |  | Maintenace |  | Lajanuri cascade
Generators | System | Vartsikehesi 4 | Maintenance Frequency | 2 |  | - | 1 |  |  |  | NO |  | Lajanuri cascade
Generators | System | Vartsikehesi 4 | Mean Time to Repair | 168 |  | h | 1 |  |  |  | Maintenace |  | Lajanuri cascade
Generators | System | Vartsikehesi 4 | Mean Time to Repair | 24 |  | h | 2 |  |  |  | Maintenace |  | Lajanuri cascade

## Candidate Pump
Collection | Parent Object | Child Object | Property | Value | Data File | Units | Band | Date From | Date To | Timeslice | Scenario | Memo | Category
Generators | System | Enguri Pump | Units | 0 |  | - | 1 | [5 empty] | Candidate pump
Generators | System | Enguri Pump | Max Capacity | 190 |  | MW | 1 | [5 empty] | Candidate pump
Generators | System | Enguri Pump | VO&M Charge | 0,00025 |  | $/MWh | 1 | [5 empty] | Candidate pump
Generators | System | Enguri Pump | FO&M Charge | 15,9 |  | $/kW/yr | 1 | [5 empty] | Candidate pump
Generators | System | Enguri Pump | Max Ramp Up | 100 |  | MW/min | 1 | [5 empty] | Candidate pump
Generators | System | Enguri Pump | Max Ramp Down | 100 |  | MW/min | 1 | [5 empty] | Candidate pump
Generators | System | Enguri Pump | Efficiency Incr | 1,9 |  | MW/MW | 1 | [5 empty] | Candidate pump
Generators | System | Enguri Pump | Pump Efficiency | 70 |  | % | 1 | [5 empty] | Candidate pump
Generators | System | Enguri Pump | Pump Load | 190 |  | MW | 1 | [5 empty] | Candidate pump
Generators | System | Enguri Pump | Pump Units | 3 |  | - | 1 | [5 empty] | Candidate pump
Generators | System | Enguri Pump | Build Cost | 1052,6 |  | $/kW | 1 | [5 empty] | Candidate pump
Generators | System | Enguri Pump | WACC | 14 |  | % | 1 | [5 empty] | Candidate pump
Generators | System | Enguri Pump | Economic Life | 50 |  | yr | 1 | [5 empty] | Candidate pump
Generators | System | Enguri Pump | Max Units Built | 3 |  | - | 1 | 1930-01-01 |  |  |  |  | Candidate pump

## Candidate PV
Collection | Parent Object | Child Object | Property | Value | Data File | Units | Band | Date From | Date To | Timeslice | Scenario | Memo | Category
Generators | System | Elkaes solari - axalcixe | Units | 0 |  | - | 1 | [5 empty] | Candidate PV
Generators | System | Elkaes solari - axalcixe | Max Capacity | 10 |  | MW | 1 | [5 empty] | Candidate PV
Generators | System | Elkaes solari - axalcixe | FO&M Charge | 19,57 |  | $/kW/yr | 1 | [5 empty] | Candidate PV
Generators | System | Elkaes solari - axalcixe | Rating Factor | 50 | PV_profile4.csv | % | 1 | [5 empty] | Candidate PV
Generators | System | Elkaes solari - axalcixe | Firm Capacity | 0,1 |  | MW | 1 | [5 empty] | Candidate PV
Generators | System | Elkaes solari - axalcixe | Build Cost | 650 |  | $/kW | 1 | [5 empty] | Candidate PV
Generators | System | Elkaes solari - axalcixe | WACC | 8,89 |  | % | 1 | [5 empty] | Candidate PV
Generators | System | Elkaes solari - axalcixe | Economic Life | 25 |  | yr | 1 | [5 empty] | Candidate PV
Generators | System | Elkaes solari - axalcixe | Max Units Built | 1 |  | - | 1 | 2025-01-01 |  |  |  |  | Candidate PV
Generators | System | Elkaes solari - axalkalaki | Units | 0 |  | - | 1 | [5 empty] | Candidate PV
Generators | System | Elkaes solari - axalkalaki | Max Capacity | 10 |  | MW | 1 | [5 empty] | Candidate PV
Generators | System | Elkaes solari - axalkalaki | FO&M Charge | 19,57 |  | $/kW/yr | 1 | [5 empty] | Candidate PV
Generators | System | Elkaes solari - axalkalaki | Rating Factor | 50 | PV_profile8.csv | % | 1 | [5 empty] | Candidate PV
Generators | System | Elkaes solari - axalkalaki | Firm Capacity | 0,1 |  | MW | 1 | [5 empty] | Candidate PV
Generators | System | Elkaes solari - axalkalaki | Build Cost | 650 |  | $/kW | 1 | [5 empty] | Candidate PV
Generators | System | Elkaes solari - axalkalaki | WACC | 8,89 |  | % | 1 | [5 empty] | Candidate PV
Generators | System | Elkaes solari - axalkalaki | Economic Life | 25 |  | yr | 1 | [5 empty] | Candidate PV
Generators | System | Elkaes solari - axalkalaki | Max Units Built | 1 |  | - | 1 | 2025-01-01 |  |  |  |  | Candidate PV
Generators | System | Elkaes solari - karaleti | Units | 0 |  | - | 1 | [5 empty] | Candidate PV
Generators | System | Elkaes solari - karaleti | Max Capacity | 3 |  | MW | 1 | [5 empty] | Candidate PV
Generators | System | Elkaes solari - karaleti | FO&M Charge | 19,57 |  | $/kW/yr | 1 | [5 empty] | Candidate PV
Generators | System | Elkaes solari - karaleti | Rating Factor | 50 | PV_profile1.csv | % | 1 | [5 empty] | Candidate PV
Generators | System | Elkaes solari - karaleti | Firm Capacity | 0,3 |  | MW | 1 | [5 empty] | Candidate PV
Generators | System | Elkaes solari - karaleti | Build Cost | 650 |  | $/kW | 1 | [5 empty] | Candidate PV
Generators | System | Elkaes solari - karaleti | WACC | 8,89 |  | % | 1 | [5 empty] | Candidate PV
Generators | System | Elkaes solari - karaleti | Economic Life | 25 |  | yr | 1 | [5 empty] | Candidate PV
Generators | System | Elkaes solari - karaleti | Max Units Built | 1 |  | - | 1 | 2025-01-01 |  |  |  |  | Candidate PV
Generators | System | Elkaes solari - Kartli | Units | 0 |  | - | 1 | [5 empty] | Candidate PV
Generators | System | Elkaes solari - Kartli | Max Capacity | 5 |  | MW | 1 | [5 empty] | Candidate PV
Generators | System | Elkaes solari - Kartli | FO&M Charge | 19,57 |  | $/kW/yr | 1 | [5 empty] | Candidate PV
Generators | System | Elkaes solari - Kartli | Rating Factor | 50 | PV_profile3.csv | % | 1 | [5 empty] | Candidate PV
Generators | System | Elkaes solari - Kartli | Firm Capacity | 0,5 |  | MW | 1 | [5 empty] | Candidate PV
Generators | System | Elkaes solari - Kartli | Build Cost | 650 |  | $/kW | 1 | [5 empty] | Candidate PV
Generators | System | Elkaes solari - Kartli | WACC | 8,89 |  | % | 1 | [5 empty] | Candidate PV
Generators | System | Elkaes solari - Kartli | Economic Life | 25 |  | yr | 1 | [5 empty] | Candidate PV
Generators | System | Elkaes solari - Kartli | Max Units Built | 1 |  | - | 1 | 2025-01-01 |  |  |  |  | Candidate PV
Generators | System | Elkaes solari - kaspi | Units | 0 |  | - | 1 | 2022-01-01 |  |  |  |  | Candidate PV
Generators | System | Elkaes solari - kaspi | Max Capacity | 16 |  | MW | 1 | [5 empty] | Candidate PV
Generators | System | Elkaes solari - kaspi | FO&M Charge | 19,57 |  | $/kW/yr | 1 | [5 empty] | Candidate PV
Generators | System | Elkaes solari - kaspi | Rating Factor | 50 | PV_profile2.csv | % | 1 | [5 empty] | Candidate PV
Generators | System | Elkaes solari - kaspi | Firm Capacity | 1,6 |  | MW | 1 | 2022-01-01 |  |  |  |  | Candidate PV
Generators | System | Elkaes solari - kaspi | Build Cost | 650 |  | $/kW | 1 | [5 empty] | Candidate PV
Generators | System | Elkaes solari - kaspi | WACC | 8,89 |  | % | 1 | [5 empty] | Candidate PV
Generators | System | Elkaes solari - kaspi | Economic Life | 25 |  | yr | 1 | [5 empty] | Candidate PV
Generators | System | Elkaes solari - kaspi | Max Units Built | 1 |  | - | 1 | 2025-01-01 |  |  |  |  | Candidate PV
Generators | System | Elkaes solari - kvernaqi | Units | 0 |  | - | 1 | 2022-01-01 |  |  |  |  | Candidate PV
Generators | System | Elkaes solari - kvernaqi | Max Capacity | 7 |  | MW | 1 | [5 empty] | Candidate PV
Generators | System | Elkaes solari - kvernaqi | FO&M Charge | 19,57 |  | $/kW/yr | 1 | [5 empty] | Candidate PV
Generators | System | Elkaes solari - kvernaqi | Rating Factor | 50 | PV_profile2.csv | % | 1 | [5 empty] | Candidate PV
Generators | System | Elkaes solari - kvernaqi | Firm Capacity | 0,7 |  | MW | 1 | 2022-01-01 |  |  |  |  | Candidate PV
Generators | System | Elkaes solari - kvernaqi | Build Cost | 650 |  | $/kW | 1 | [5 empty] | Candidate PV
Generators | System | Elkaes solari - kvernaqi | WACC | 8,89 |  | % | 1 | [5 empty] | Candidate PV
Generators | System | Elkaes solari - kvernaqi | Economic Life | 25 |  | yr | 1 | [5 empty] | Candidate PV
Generators | System | Elkaes solari - kvernaqi | Max Units Built | 1 |  | - | 1 | 2025-01-01 |  |  |  |  | Candidate PV
Generators | System | Elkaes solari - marneuli | Units | 1 |  | - | 1 | [5 empty] | Candidate PV
Generators | System | Elkaes solari - marneuli | Max Capacity | 50 |  | MW | 1 | [5 empty] | Candidate PV
Generators | System | Elkaes solari - marneuli | FO&M Charge | 19,57 |  | $/kW/yr | 1 | [5 empty] | Candidate PV
Generators | System | Elkaes solari - marneuli | Rating Factor | 50 | PV_profile9.csv | % | 1 | [5 empty] | Candidate PV
Generators | System | Elkaes solari - marneuli | Firm Capacity | 5 |  | MW | 1 | [5 empty] | Candidate PV
Generators | System | Elkaes solari - marneuli | Build Cost | 650 |  | $/kW | 1 | [5 empty] | Candidate PV
Generators | System | Elkaes solari - marneuli | WACC | 8,89 |  | % | 1 | [5 empty] | Candidate PV
Generators | System | Elkaes solari - marneuli | Economic Life | 25 |  | yr | 1 | [5 empty] | Candidate PV
Generators | System | Elkaes solari - marneuli | Max Units Built | 0 |  | - | 1 | 2023-01-01 |  |  |  |  | Candidate PV
Generators | System | Elkaes solari - marneuli | Min Units Built | 1 |  | - | 1 | [5 empty] | Candidate PV
Generators | System | Elkaes solari - marneuli-1 | Units | 1 |  | - | 1 | [5 empty] | Candidate PV
Generators | System | Elkaes solari - marneuli-1 | Max Capacity | 50 |  | MW | 1 | [5 empty] | Candidate PV
Generators | System | Elkaes solari - marneuli-1 | FO&M Charge | 19,57 |  | $/kW/yr | 1 | [5 empty] | Candidate PV
Generators | System | Elkaes solari - marneuli-1 | Rating Factor | 50 | PV_profile10.csv | % | 1 | [5 empty] | Candidate PV
Generators | System | Elkaes solari - marneuli-1 | Firm Capacity | 5 |  | MW | 1 | [5 empty] | Candidate PV
Generators | System | Elkaes solari - marneuli-1 | Build Cost | 650 |  | $/kW | 1 | [5 empty] | Candidate PV
Generators | System | Elkaes solari - marneuli-1 | WACC | 8,89 |  | % | 1 | [5 empty] | Candidate PV
Generators | System | Elkaes solari - marneuli-1 | Economic Life | 25 |  | yr | 1 | [5 empty] | Candidate PV
Generators | System | Elkaes solari - marneuli-1 | Max Units Built | 0 |  | - | 1 | 2024-01-01 |  |  |  |  | Candidate PV
Generators | System | Elkaes solari - marneuli-1 | Min Units Built | 1 |  | - | 1 | [5 empty] | Candidate PV
Generators | System | Elkaes solari - marneuli-2 | Units | 1 |  | - | 1 | [5 empty] | Candidate PV
Generators | System | Elkaes solari - marneuli-2 | Max Capacity | 50 |  | MW | 1 | [5 empty] | Candidate PV
Generators | System | Elkaes solari - marneuli-2 | FO&M Charge | 19,57 |  | $/kW/yr | 1 | [5 empty] | Candidate PV
Generators | System | Elkaes solari - marneuli-2 | Rating Factor | 50 | PV_profile9.csv | % | 1 | [5 empty] | Candidate PV
Generators | System | Elkaes solari - marneuli-2 | Firm Capacity | 5 |  | MW | 1 | [5 empty] | Candidate PV
Generators | System | Elkaes solari - marneuli-2 | Build Cost | 650 |  | $/kW | 1 | [5 empty] | Candidate PV
Generators | System | Elkaes solari - marneuli-2 | WACC | 8,89 |  | % | 1 | [5 empty] | Candidate PV
Generators | System | Elkaes solari - marneuli-2 | Economic Life | 25 |  | yr | 1 | [5 empty] | Candidate PV
Generators | System | Elkaes solari - marneuli-2 | Max Units Built | 0 |  | - | 1 | 2024-01-01 |  |  |  |  | Candidate PV
Generators | System | Elkaes solari - marneuli-2 | Min Units Built | 1 |  | - | 1 | [5 empty] | Candidate PV
Generators | System | Elkaes solari - marneuli-3 | Units | 0 |  | - | 1 | [5 empty] | Candidate PV
Generators | System | Elkaes solari - marneuli-3 | Max Capacity | 10 |  | MW | 1 | [5 empty] | Candidate PV
Generators | System | Elkaes solari - marneuli-3 | FO&M Charge | 19,57 |  | $/kW/yr | 1 | [5 empty] | Candidate PV
Generators | System | Elkaes solari - marneuli-3 | Rating Factor | 50 | PV_profile7.csv | % | 1 | [5 empty] | Candidate PV
Generators | System | Elkaes solari - marneuli-3 | Firm Capacity | 1 |  | MW | 1 | [5 empty] | Candidate PV
Generators | System | Elkaes solari - marneuli-3 | Build Cost | 650 |  | $/kW | 1 | [5 empty] | Candidate PV
Generators | System | Elkaes solari - marneuli-3 | WACC | 8,89 |  | % | 1 | [5 empty] | Candidate PV
Generators | System | Elkaes solari - marneuli-3 | Economic Life | 25 |  | yr | 1 | [5 empty] | Candidate PV
Generators | System | Elkaes solari - marneuli-3 | Max Units Built | 1 |  | - | 1 | 2025-01-01 |  |  |  |  | Candidate PV
Generators | System | Elkaes solari - plavisubani | Units | 0 |  | - | 1 | [5 empty] | Candidate PV
Generators | System | Elkaes solari - plavisubani | Max Capacity | 7 |  | MW | 1 | [5 empty] | Candidate PV
Generators | System | Elkaes solari - plavisubani | FO&M Charge | 19,57 |  | $/kW/yr | 1 | [5 empty] | Candidate PV
Generators | System | Elkaes solari - plavisubani | Rating Factor | 50 | PV_profile3.csv | % | 1 | [5 empty] | Candidate PV
Generators | System | Elkaes solari - plavisubani | Firm Capacity | 0,7 |  | MW | 1 | [5 empty] | Candidate PV
Generators | System | Elkaes solari - plavisubani | Build Cost | 650 |  | $/kW | 1 | [5 empty] | Candidate PV
Generators | System | Elkaes solari - plavisubani | WACC | 8,89 |  | % | 1 | [5 empty] | Candidate PV
Generators | System | Elkaes solari - plavisubani | Economic Life | 25 |  | yr | 1 | [5 empty] | Candidate PV
Generators | System | Elkaes solari - plavisubani | Max Units Built | 1 |  | - | 1 | 2025-01-01 |  |  |  |  | Candidate PV
Generators | System | Elkaes solari - xashuri | Units | 0 |  | - | 1 | [5 empty] | Candidate PV
Generators | System | Elkaes solari - xashuri | Max Capacity | 10 |  | MW | 1 | [5 empty] | Candidate PV
Generators | System | Elkaes solari - xashuri | FO&M Charge | 19,57 |  | $/kW/yr | 1 | [5 empty] | Candidate PV
Generators | System | Elkaes solari - xashuri | Rating Factor | 50 | PV_profile8.csv | % | 1 | [5 empty] | Candidate PV
Generators | System | Elkaes solari - xashuri | Firm Capacity | 1 |  | MW | 1 | [5 empty] | Candidate PV
Generators | System | Elkaes solari - xashuri | Build Cost | 650 |  | $/kW | 1 | [5 empty] | Candidate PV
Generators | System | Elkaes solari - xashuri | WACC | 8,89 |  | % | 1 | [5 empty] | Candidate PV
Generators | System | Elkaes solari - xashuri | Economic Life | 25 |  | yr | 1 | [5 empty] | Candidate PV
Generators | System | Elkaes solari - xashuri | Max Units Built | 1 |  | - | 1 | 2025-01-01 |  |  |  |  | Candidate PV
Generators | System | Elkaes solari - xashuri -1 | Units | 0 |  | - | 1 | 2022-01-01 |  |  |  |  | Candidate PV
Generators | System | Elkaes solari - xashuri -1 | Max Capacity | 8 |  | MW | 1 | [5 empty] | Candidate PV
Generators | System | Elkaes solari - xashuri -1 | FO&M Charge | 19,57 |  | $/kW/yr | 1 | [5 empty] | Candidate PV
Generators | System | Elkaes solari - xashuri -1 | Rating Factor | 50 | PV_profile2.csv | % | 1 | [5 empty] | Candidate PV
Generators | System | Elkaes solari - xashuri -1 | Firm Capacity | 0,8 |  | MW | 1 | 2022-01-01 |  |  |  |  | Candidate PV
Generators | System | Elkaes solari - xashuri -1 | Build Cost | 650 |  | $/kW | 1 | [5 empty] | Candidate PV
Generators | System | Elkaes solari - xashuri -1 | WACC | 8,89 |  | % | 1 | [5 empty] | Candidate PV
Generators | System | Elkaes solari - xashuri -1 | Economic Life | 25 |  | yr | 1 | [5 empty] | Candidate PV
Generators | System | Elkaes solari - xashuri -1 | Max Units Built | 1 |  | - | 1 | 2025-01-01 |  |  |  |  | Candidate PV
Generators | System | Energy service group | Units | 0 |  | - | 1 | [5 empty] | Candidate PV
Generators | System | Energy service group | Max Capacity | 10 |  | MW | 1 | [5 empty] | Candidate PV
Generators | System | Energy service group | FO&M Charge | 19,57 |  | $/kW/yr | 1 | [5 empty] | Candidate PV
Generators | System | Energy service group | Rating Factor | 50 | PV_profile6.csv | % | 1 | [5 empty] | Candidate PV
Generators | System | Energy service group | Firm Capacity | 1 |  | MW | 1 | [5 empty] | Candidate PV
Generators | System | Energy service group | Build Cost | 650 |  | $/kW | 1 | [5 empty] | Candidate PV
Generators | System | Energy service group | WACC | 8,89 |  | % | 1 | [5 empty] | Candidate PV
Generators | System | Energy service group | Economic Life | 25 |  | yr | 1 | [5 empty] | Candidate PV
Generators | System | Energy service group | Max Units Built | 1 |  | - | 1 | 2025-01-01 |  |  |  |  | Candidate PV
Generators | System | Fero plasti | Units | 0 |  | - | 1 | [5 empty] | Candidate PV
Generators | System | Fero plasti | Max Capacity | 20 |  | MW | 1 | [5 empty] | Candidate PV
Generators | System | Fero plasti | FO&M Charge | 19,57 |  | $/kW/yr | 1 | [5 empty] | Candidate PV
Generators | System | Fero plasti | Rating Factor | 50 | PV_profile5.csv | % | 1 | [5 empty] | Candidate PV
Generators | System | Fero plasti | Firm Capacity | 2 |  | MW | 1 | [5 empty] | Candidate PV
Generators | System | Fero plasti | Build Cost | 650 |  | $/kW | 1 | [5 empty] | Candidate PV
Generators | System | Fero plasti | WACC | 8,89 |  | % | 1 | [5 empty] | Candidate PV
Generators | System | Fero plasti | Economic Life | 25 |  | yr | 1 | [5 empty] | Candidate PV
Generators | System | Fero plasti | Max Units Built | 0 |  | - | 1 | [5 empty] | Candidate PV
Generators | System | Finlab | Units | 0 |  | - | 1 | [5 empty] | Candidate PV
Generators | System | Finlab | Max Capacity | 30 |  | MW | 1 | [5 empty] | Candidate PV
Generators | System | Finlab | FO&M Charge | 19,57 |  | $/kW/yr | 1 | [5 empty] | Candidate PV
Generators | System | Finlab | Rating Factor | 50 | PV_profile4.csv | % | 1 | [5 empty] | Candidate PV
Generators | System | Finlab | Firm Capacity | 3 |  | MW | 1 | [5 empty] | Candidate PV
Generators | System | Finlab | Build Cost | 650 |  | $/kW | 1 | [5 empty] | Candidate PV
Generators | System | Finlab | WACC | 8,89 |  | % | 1 | [5 empty] | Candidate PV
Generators | System | Finlab | Economic Life | 25 |  | yr | 1 | [5 empty] | Candidate PV
Generators | System | Finlab | Max Units Built | 0 |  | - | 1 | [5 empty] | Candidate PV
Generators | System | GEDF | Units | 0 |  | - | 1 | 2021-01-01 |  |  |  |  | Candidate PV
Generators | System | GEDF | Max Capacity | 50 |  | MW | 1 | [5 empty] | Candidate PV
Generators | System | GEDF | FO&M Charge | 19,57 |  | $/kW/yr | 1 | [5 empty] | Candidate PV
Generators | System | GEDF | Rating Factor | 50 | PV_profile1.csv | % | 1 | [5 empty] | Candidate PV
Generators | System | GEDF | Firm Capacity | 5 |  | MW | 1 | 2021-01-01 |  |  |  |  | Candidate PV
Generators | System | GEDF | Build Cost | 650 |  | $/kW | 1 | [5 empty] | Candidate PV
Generators | System | GEDF | WACC | 8,89 |  | % | 1 | [5 empty] | Candidate PV
Generators | System | GEDF | Economic Life | 25 |  | yr | 1 | [5 empty] | Candidate PV
Generators | System | GEDF | Max Units Built | 0 |  | - | 1 | [5 empty] | Candidate PV
Generators | System | GEDF | Min Units Built | 1 |  | - | 1 | [5 empty] | Candidate PV
Generators | System | GEDF - 1 | Units | 0 |  | - | 1 | 2022-01-01 |  |  |  |  | Candidate PV
Generators | System | GEDF - 1 | Max Capacity | 50 |  | MW | 1 | [5 empty] | Candidate PV
Generators | System | GEDF - 1 | FO&M Charge | 19,57 |  | $/kW/yr | 1 | [5 empty] | Candidate PV
Generators | System | GEDF - 1 | Rating Factor | 50 | PV_profile3.csv | % | 1 | [5 empty] | Candidate PV
Generators | System | GEDF - 1 | Firm Capacity | 5 |  | MW | 1 | 2022-01-01 |  |  |  |  | Candidate PV
Generators | System | GEDF - 1 | Build Cost | 650 |  | $/kW | 1 | [5 empty] | Candidate PV
Generators | System | GEDF - 1 | WACC | 8,89 |  | % | 1 | [5 empty] | Candidate PV
Generators | System | GEDF - 1 | Economic Life | 25 |  | yr | 1 | [5 empty] | Candidate PV
Generators | System | GEDF - 1 | Max Units Built | 0 |  | - | 1 | [5 empty] | Candidate PV
Generators | System | GEDF - 1 | Min Units Built | 1 |  | - | 1 | [5 empty] | Candidate PV
Generators | System | Geosolari | Units | 0 |  | - | 1 | [5 empty] | Candidate PV
Generators | System | Geosolari | Max Capacity | 5 |  | MW | 1 | [5 empty] | Candidate PV
Generators | System | Geosolari | FO&M Charge | 19,57 |  | $/kW/yr | 1 | [5 empty] | Candidate PV
Generators | System | Geosolari | Rating Factor | 50 | PV_profile8.csv | % | 1 | [5 empty] | Candidate PV
Generators | System | Geosolari | Firm Capacity | 0,5 |  | MW | 1 | [5 empty] | Candidate PV
Generators | System | Geosolari | Build Cost | 650 |  | $/kW | 1 | [5 empty] | Candidate PV
Generators | System | Geosolari | WACC | 8,89 |  | % | 1 | [5 empty] | Candidate PV
Generators | System | Geosolari | Economic Life | 25 |  | yr | 1 | [5 empty] | Candidate PV
Generators | System | Geosolari | Max Units Built | 1 |  | - | 1 | 2025-01-01 |  |  |  |  | Candidate PV
Generators | System | Gori solar | Units | 0 |  | - | 1 | 2022-01-01 |  |  |  |  | Candidate PV
Generators | System | Gori solar | Max Capacity | 16 |  | MW | 1 | [5 empty] | Candidate PV
Generators | System | Gori solar | FO&M Charge | 19,57 |  | $/kW/yr | 1 | [5 empty] | Candidate PV
Generators | System | Gori solar | Rating Factor | 50 | PV_profile2.csv | % | 1 | [5 empty] | Candidate PV
Generators | System | Gori solar | Firm Capacity | 1,6 |  | MW | 1 | 2022-01-01 |  |  |  |  | Candidate PV
Generators | System | Gori solar | Build Cost | 650 |  | $/kW | 1 | [5 empty] | Candidate PV
Generators | System | Gori solar | WACC | 8,89 |  | % | 1 | [5 empty] | Candidate PV
Generators | System | Gori solar | Economic Life | 25 |  | yr | 1 | [5 empty] | Candidate PV
Generators | System | Gori solar | Max Units Built | 0 |  | - | 1 | [5 empty] | Candidate PV
Generators | System | Khartli generation | Units | 0 |  | - | 1 | [5 empty] | Candidate PV
Generators | System | Khartli generation | Max Capacity | 50 |  | MW | 1 | [5 empty] | Candidate PV
Generators | System | Khartli generation | FO&M Charge | 19,57 |  | $/kW/yr | 1 | [5 empty] | Candidate PV
Generators | System | Khartli generation | Rating Factor | 50 | PV_profile6.csv | % | 1 | [5 empty] | Candidate PV
Generators | System | Khartli generation | Firm Capacity | 5 |  | MW | 1 | [5 empty] | Candidate PV
Generators | System | Khartli generation | Build Cost | 650 |  | $/kW | 1 | [5 empty] | Candidate PV
Generators | System | Khartli generation | WACC | 8,89 |  | % | 1 | [5 empty] | Candidate PV
Generators | System | Khartli generation | Economic Life | 25 |  | yr | 1 | [5 empty] | Candidate PV
Generators | System | Khartli generation | Max Units Built | 0 |  | - | 1 | [5 empty] | Candidate PV
Generators | System | Khartli generation | Min Units Built | 1 |  | - | 1 | [5 empty] | Candidate PV
Generators | System | Mzis banki | Units | 0 |  | - | 1 | [5 empty] | Candidate PV
Generators | System | Mzis banki | Max Capacity | 30 |  | MW | 1 | [5 empty] | Candidate PV
Generators | System | Mzis banki | FO&M Charge | 19,57 |  | $/kW/yr | 1 | [5 empty] | Candidate PV
Generators | System | Mzis banki | Rating Factor | 50 | PV_profile4.csv | % | 1 | [5 empty] | Candidate PV
Generators | System | Mzis banki | Firm Capacity | 3 |  | MW | 1 | [5 empty] | Candidate PV
Generators | System | Mzis banki | Build Cost | 650 |  | $/kW | 1 | [5 empty] | Candidate PV
Generators | System | Mzis banki | WACC | 8,89 |  | % | 1 | [5 empty] | Candidate PV
Generators | System | Mzis banki | Economic Life | 25 |  | yr | 1 | [5 empty] | Candidate PV
Generators | System | Mzis banki | Max Units Built | 0 |  | - | 1 | [5 empty] | Candidate PV
Generators | System | Mzis korporacia | Units | 0 |  | - | 1 | [5 empty] | Candidate PV
Generators | System | Mzis korporacia | Max Capacity | 5 |  | MW | 1 | [5 empty] | Candidate PV
Generators | System | Mzis korporacia | FO&M Charge | 19,57 |  | $/kW/yr | 1 | [5 empty] | Candidate PV
Generators | System | Mzis korporacia | Rating Factor | 50 | PV_profile7.csv | % | 1 | [5 empty] | Candidate PV
Generators | System | Mzis korporacia | Firm Capacity | 0,5 |  | MW | 1 | [5 empty] | Candidate PV
Generators | System | Mzis korporacia | Build Cost | 650 |  | $/kW | 1 | [5 empty] | Candidate PV
Generators | System | Mzis korporacia | WACC | 8,89 |  | % | 1 | [5 empty] | Candidate PV
Generators | System | Mzis korporacia | Economic Life | 25 |  | yr | 1 | [5 empty] | Candidate PV
Generators | System | Mzis korporacia | Max Units Built | 0 |  | - | 1 | [5 empty] | Candidate PV
Generators | System | Mzis saxli | Units | 0 |  | - | 1 | [5 empty] | Candidate PV
Generators | System | Mzis saxli | Max Capacity | 15 |  | MW | 1 | [5 empty] | Candidate PV
Generators | System | Mzis saxli | FO&M Charge | 19,57 |  | $/kW/yr | 1 | [5 empty] | Candidate PV
Generators | System | Mzis saxli | Rating Factor | 50 | PV_profile5.csv | % | 1 | [5 empty] | Candidate PV
Generators | System | Mzis saxli | Firm Capacity | 1,5 |  | MW | 1 | [5 empty] | Candidate PV
Generators | System | Mzis saxli | Build Cost | 650 |  | $/kW | 1 | [5 empty] | Candidate PV
Generators | System | Mzis saxli | WACC | 8,89 |  | % | 1 | [5 empty] | Candidate PV
Generators | System | Mzis saxli | Economic Life | 25 |  | yr | 1 | [5 empty] | Candidate PV
Generators | System | Mzis saxli | Max Units Built | 0 |  | - | 1 | [5 empty] | Candidate PV
Generators | System | Parvus solar | Units | 0 |  | - | 1 | [5 empty] | Candidate PV
Generators | System | Parvus solar | Max Capacity | 8 |  | MW | 1 | [5 empty] | Candidate PV
Generators | System | Parvus solar | FO&M Charge | 19,57 |  | $/kW/yr | 1 | [5 empty] | Candidate PV
Generators | System | Parvus solar | Rating Factor | 50 | PV_profile8.csv | % | 1 | [5 empty] | Candidate PV
Generators | System | Parvus solar | Firm Capacity | 0,8 |  | MW | 1 | [5 empty] | Candidate PV
Generators | System | Parvus solar | Build Cost | 650 |  | $/kW | 1 | [5 empty] | Candidate PV
Generators | System | Parvus solar | WACC | 8,89 |  | % | 1 | [5 empty] | Candidate PV
Generators | System | Parvus solar | Economic Life | 25 |  | yr | 1 | [5 empty] | Candidate PV
Generators | System | Parvus solar | Max Units Built | 0 |  | - | 1 | [5 empty] | Candidate PV
Generators | System | Tbilisi investment group | Units | 0 |  | - | 1 | [5 empty] | Candidate PV
Generators | System | Tbilisi investment group | Max Capacity | 50 |  | MW | 1 | [5 empty] | Candidate PV
Generators | System | Tbilisi investment group | FO&M Charge | 19,57 |  | $/kW/yr | 1 | [5 empty] | Candidate PV
Generators | System | Tbilisi investment group | Rating Factor | 50 | PV_profile9.csv | % | 1 | [5 empty] | Candidate PV
Generators | System | Tbilisi investment group | Firm Capacity | 5 |  | MW | 1 | [5 empty] | Candidate PV
Generators | System | Tbilisi investment group | Build Cost | 650 |  | $/kW | 1 | [5 empty] | Candidate PV
Generators | System | Tbilisi investment group | WACC | 8,89 |  | % | 1 | [5 empty] | Candidate PV
Generators | System | Tbilisi investment group | Economic Life | 25 |  | yr | 1 | [5 empty] | Candidate PV
Generators | System | Tbilisi investment group | Max Units Built | 0 |  | - | 1 | [5 empty] | Candidate PV
Generators | System | Tbilisi investment group | Min Units Built | 1 |  | - | 1 | [5 empty] | Candidate PV
Generators | System | Tbilisi investment group -1 | Units | 0 |  | - | 1 | [5 empty] | Candidate PV
Generators | System | Tbilisi investment group -1 | Max Capacity | 50 |  | MW | 1 | [5 empty] | Candidate PV
Generators | System | Tbilisi investment group -1 | FO&M Charge | 19,57 |  | $/kW/yr | 1 | [5 empty] | Candidate PV
Generators | System | Tbilisi investment group -1 | Rating Factor | 50 | PV_profile8.csv | % | 1 | [5 empty] | Candidate PV
Generators | System | Tbilisi investment group -1 | Firm Capacity | 5 |  | MW | 1 | [5 empty] | Candidate PV
Generators | System | Tbilisi investment group -1 | Build Cost | 650 |  | $/kW | 1 | [5 empty] | Candidate PV
Generators | System | Tbilisi investment group -1 | WACC | 8,89 |  | % | 1 | [5 empty] | Candidate PV
Generators | System | Tbilisi investment group -1 | Economic Life | 25 |  | yr | 1 | [5 empty] | Candidate PV
Generators | System | Tbilisi investment group -1 | Max Units Built | 0 |  | - | 1 | [5 empty] | Candidate PV
Generators | System | Tbilisi investment group -1 | Min Units Built | 1 |  | - | 1 | [5 empty] | Candidate PV
Generators | System | Tbilisi investment group -10 | Units | 0 |  | - | 1 | [5 empty] | Candidate PV
Generators | System | Tbilisi investment group -10 | Max Capacity | 50 |  | MW | 1 | [5 empty] | Candidate PV
Generators | System | Tbilisi investment group -10 | FO&M Charge | 19,57 |  | $/kW/yr | 1 | [5 empty] | Candidate PV
Generators | System | Tbilisi investment group -10 | Rating Factor | 50 | PV_profile8.csv | % | 1 | [5 empty] | Candidate PV
Generators | System | Tbilisi investment group -10 | Firm Capacity | 5 |  | MW | 1 | [5 empty] | Candidate PV
Generators | System | Tbilisi investment group -10 | Build Cost | 650 |  | $/kW | 1 | [5 empty] | Candidate PV
Generators | System | Tbilisi investment group -10 | WACC | 8,89 |  | % | 1 | [5 empty] | Candidate PV
Generators | System | Tbilisi investment group -10 | Economic Life | 25 |  | yr | 1 | [5 empty] | Candidate PV
Generators | System | Tbilisi investment group -10 | Max Units Built | 0 |  | - | 1 | [5 empty] | Candidate PV
Generators | System | Tbilisi investment group -10 | Min Units Built | 1 |  | - | 1 | [5 empty] | Candidate PV
Generators | System | Tbilisi investment group -11 | Units | 0 |  | - | 1 | [5 empty] | Candidate PV
Generators | System | Tbilisi investment group -11 | Max Capacity | 65 |  | MW | 1 | [5 empty] | Candidate PV
Generators | System | Tbilisi investment group -11 | FO&M Charge | 19,57 |  | $/kW/yr | 1 | [5 empty] | Candidate PV
Generators | System | Tbilisi investment group -11 | Rating Factor | 50 | PV_profile7.csv | % | 1 | [5 empty] | Candidate PV
Generators | System | Tbilisi investment group -11 | Firm Capacity | 6,5 |  | MW | 1 | [5 empty] | Candidate PV
Generators | System | Tbilisi investment group -11 | Build Cost | 650 |  | $/kW | 1 | [5 empty] | Candidate PV
Generators | System | Tbilisi investment group -11 | WACC | 8,89 |  | % | 1 | [5 empty] | Candidate PV
Generators | System | Tbilisi investment group -11 | Economic Life | 25 |  | yr | 1 | [5 empty] | Candidate PV
Generators | System | Tbilisi investment group -11 | Max Units Built | 0 |  | - | 1 | [5 empty] | Candidate PV
Generators | System | Tbilisi investment group -2 | Units | 0 |  | - | 1 | [5 empty] | Candidate PV
Generators | System | Tbilisi investment group -2 | Max Capacity | 50 |  | MW | 1 | [5 empty] | Candidate PV
Generators | System | Tbilisi investment group -2 | FO&M Charge | 19,57 |  | $/kW/yr | 1 | [5 empty] | Candidate PV
Generators | System | Tbilisi investment group -2 | Rating Factor | 50 | PV_profile7.csv | % | 1 | [5 empty] | Candidate PV
Generators | System | Tbilisi investment group -2 | Firm Capacity | 5 |  | MW | 1 | [5 empty] | Candidate PV
Generators | System | Tbilisi investment group -2 | Build Cost | 650 |  | $/kW | 1 | [5 empty] | Candidate PV
Generators | System | Tbilisi investment group -2 | WACC | 8,89 |  | % | 1 | [5 empty] | Candidate PV
Generators | System | Tbilisi investment group -2 | Economic Life | 25 |  | yr | 1 | [5 empty] | Candidate PV
Generators | System | Tbilisi investment group -2 | Max Units Built | 0 |  | - | 1 | [5 empty] | Candidate PV
Generators | System | Tbilisi investment group -2 | Min Units Built | 1 |  | - | 1 | [5 empty] | Candidate PV
Generators | System | Tbilisi investment group -3 | Units | 0 |  | - | 1 | [5 empty] | Candidate PV
Generators | System | Tbilisi investment group -3 | Max Capacity | 50 |  | MW | 1 | [5 empty] | Candidate PV
Generators | System | Tbilisi investment group -3 | FO&M Charge | 19,57 |  | $/kW/yr | 1 | [5 empty] | Candidate PV
Generators | System | Tbilisi investment group -3 | Rating Factor | 50 | PV_profile6.csv | % | 1 | [5 empty] | Candidate PV
Generators | System | Tbilisi investment group -3 | Firm Capacity | 5 |  | MW | 1 | [5 empty] | Candidate PV
Generators | System | Tbilisi investment group -3 | Build Cost | 650 |  | $/kW | 1 | [5 empty] | Candidate PV
Generators | System | Tbilisi investment group -3 | WACC | 8,89 |  | % | 1 | [5 empty] | Candidate PV
Generators | System | Tbilisi investment group -3 | Economic Life | 25 |  | yr | 1 | [5 empty] | Candidate PV
Generators | System | Tbilisi investment group -3 | Max Units Built | 0 |  | - | 1 | [5 empty] | Candidate PV
Generators | System | Tbilisi investment group -3 | Min Units Built | 1 |  | - | 1 | [5 empty] | Candidate PV
Generators | System | Tbilisi investment group -4 | Units | 0 |  | - | 1 | [5 empty] | Candidate PV
Generators | System | Tbilisi investment group -4 | Max Capacity | 50 |  | MW | 1 | [5 empty] | Candidate PV
Generators | System | Tbilisi investment group -4 | FO&M Charge | 19,57 |  | $/kW/yr | 1 | [5 empty] | Candidate PV
Generators | System | Tbilisi investment group -4 | Rating Factor | 50 | PV_profile5.csv | % | 1 | [5 empty] | Candidate PV
Generators | System | Tbilisi investment group -4 | Firm Capacity | 5 |  | MW | 1 | [5 empty] | Candidate PV
Generators | System | Tbilisi investment group -4 | Build Cost | 650 |  | $/kW | 1 | [5 empty] | Candidate PV
Generators | System | Tbilisi investment group -4 | WACC | 8,89 |  | % | 1 | [5 empty] | Candidate PV
Generators | System | Tbilisi investment group -4 | Economic Life | 25 |  | yr | 1 | [5 empty] | Candidate PV
Generators | System | Tbilisi investment group -4 | Max Units Built | 0 |  | - | 1 | [5 empty] | Candidate PV
Generators | System | Tbilisi investment group -5 | Units | 0 |  | - | 1 | [5 empty] | Candidate PV
Generators | System | Tbilisi investment group -5 | Max Capacity | 50 |  | MW | 1 | [5 empty] | Candidate PV
Generators | System | Tbilisi investment group -5 | FO&M Charge | 19,57 |  | $/kW/yr | 1 | [5 empty] | Candidate PV
Generators | System | Tbilisi investment group -5 | Rating Factor | 50 | PV_profile4.csv | % | 1 | [5 empty] | Candidate PV
Generators | System | Tbilisi investment group -5 | Firm Capacity | 5 |  | MW | 1 | [5 empty] | Candidate PV
Generators | System | Tbilisi investment group -5 | Build Cost | 650 |  | $/kW | 1 | [5 empty] | Candidate PV
Generators | System | Tbilisi investment group -5 | WACC | 8,89 |  | % | 1 | [5 empty] | Candidate PV
Generators | System | Tbilisi investment group -5 | Economic Life | 25 |  | yr | 1 | [5 empty] | Candidate PV
Generators | System | Tbilisi investment group -5 | Max Units Built | 0 |  | - | 1 | [5 empty] | Candidate PV
Generators | System | Tbilisi investment group -6 | Units | 0 |  | - | 1 | [5 empty] | Candidate PV
Generators | System | Tbilisi investment group -6 | Max Capacity | 50 |  | MW | 1 | [5 empty] | Candidate PV
Generators | System | Tbilisi investment group -6 | FO&M Charge | 19,57 |  | $/kW/yr | 1 | [5 empty] | Candidate PV
Generators | System | Tbilisi investment group -6 | Rating Factor | 50 | PV_profile3.csv | % | 1 | [5 empty] | Candidate PV
Generators | System | Tbilisi investment group -6 | Firm Capacity | 5 |  | MW | 1 | [5 empty] | Candidate PV
Generators | System | Tbilisi investment group -6 | Build Cost | 650 |  | $/kW | 1 | [5 empty] | Candidate PV
Generators | System | Tbilisi investment group -6 | WACC | 8,89 |  | % | 1 | [5 empty] | Candidate PV
Generators | System | Tbilisi investment group -6 | Economic Life | 25 |  | yr | 1 | [5 empty] | Candidate PV
Generators | System | Tbilisi investment group -6 | Max Units Built | 0 |  | - | 1 | [5 empty] | Candidate PV
Generators | System | Tbilisi investment group -7 | Units | 0 |  | - | 1 | [5 empty] | Candidate PV
Generators | System | Tbilisi investment group -7 | Max Capacity | 50 |  | MW | 1 | [5 empty] | Candidate PV
Generators | System | Tbilisi investment group -7 | FO&M Charge | 19,57 |  | $/kW/yr | 1 | [5 empty] | Candidate PV
Generators | System | Tbilisi investment group -7 | Rating Factor | 50 | PV_profile2.csv | % | 1 | [5 empty] | Candidate PV
Generators | System | Tbilisi investment group -7 | Firm Capacity | 5 |  | MW | 1 | [5 empty] | Candidate PV
Generators | System | Tbilisi investment group -7 | Build Cost | 650 |  | $/kW | 1 | [5 empty] | Candidate PV
Generators | System | Tbilisi investment group -7 | WACC | 8,89 |  | % | 1 | [5 empty] | Candidate PV
Generators | System | Tbilisi investment group -7 | Economic Life | 25 |  | yr | 1 | [5 empty] | Candidate PV
Generators | System | Tbilisi investment group -7 | Max Units Built | 0 |  | - | 1 | [5 empty] | Candidate PV
Generators | System | Tbilisi investment group -8 | Units | 0 |  | - | 1 | [5 empty] | Candidate PV
Generators | System | Tbilisi investment group -8 | Max Capacity | 50 |  | MW | 1 | [5 empty] | Candidate PV
Generators | System | Tbilisi investment group -8 | FO&M Charge | 19,57 |  | $/kW/yr | 1 | [5 empty] | Candidate PV
Generators | System | Tbilisi investment group -8 | Rating Factor | 50 | PV_profile1.csv | % | 1 | [5 empty] | Candidate PV
Generators | System | Tbilisi investment group -8 | Firm Capacity | 5 |  | MW | 1 | [5 empty] | Candidate PV
Generators | System | Tbilisi investment group -8 | Build Cost | 650 |  | $/kW | 1 | [5 empty] | Candidate PV
Generators | System | Tbilisi investment group -8 | WACC | 8,89 |  | % | 1 | [5 empty] | Candidate PV
Generators | System | Tbilisi investment group -8 | Economic Life | 25 |  | yr | 1 | [5 empty] | Candidate PV
Generators | System | Tbilisi investment group -8 | Max Units Built | 0 |  | - | 1 | [5 empty] | Candidate PV
Generators | System | Tbilisi investment group -9 | Units | 0 |  | - | 1 | [5 empty] | Candidate PV
Generators | System | Tbilisi investment group -9 | Max Capacity | 50 |  | MW | 1 | [5 empty] | Candidate PV
Generators | System | Tbilisi investment group -9 | FO&M Charge | 19,57 |  | $/kW/yr | 1 | [5 empty] | Candidate PV
Generators | System | Tbilisi investment group -9 | Rating Factor | 50 | PV_profile9.csv | % | 1 | [5 empty] | Candidate PV
Generators | System | Tbilisi investment group -9 | Firm Capacity | 5 |  | MW | 1 | [5 empty] | Candidate PV
Generators | System | Tbilisi investment group -9 | Build Cost | 650 |  | $/kW | 1 | [5 empty] | Candidate PV
Generators | System | Tbilisi investment group -9 | WACC | 8,89 |  | % | 1 | [5 empty] | Candidate PV
Generators | System | Tbilisi investment group -9 | Economic Life | 25 |  | yr | 1 | [5 empty] | Candidate PV
Generators | System | Tbilisi investment group -9 | Max Units Built | 0 |  | - | 1 | [5 empty] | Candidate PV
Generators | System | Udabno | Units | 0 |  | - | 1 | [5 empty] | Candidate PV
Generators | System | Udabno | Max Capacity | 5 |  | MW | 1 | [5 empty] | Candidate PV
Generators | System | Udabno | FO&M Charge | 19,57 |  | $/kW/yr | 1 | [5 empty] | Candidate PV
Generators | System | Udabno | Rating Factor | 50 | PV_profile4.csv | % | 1 | [5 empty] | Candidate PV
Generators | System | Udabno | Firm Capacity | 0,5 |  | MW | 1 | [5 empty] | Candidate PV
Generators | System | Udabno | Build Cost | 650 |  | $/kW | 1 | [5 empty] | Candidate PV
Generators | System | Udabno | WACC | 8,89 |  | % | 1 | [5 empty] | Candidate PV
Generators | System | Udabno | Economic Life | 25 |  | yr | 1 | [5 empty] | Candidate PV
Generators | System | Udabno | Max Units Built | 0 |  | - | 1 | [5 empty] | Candidate PV
Generator.Constraints | Elkaes solari - axalcixe | FCR PV - Down | Installed Capacity Coefficient | -0,1247 |  | MW | 1 | [5 empty] | Reserve Sizing PV FCR
Generator.Constraints | Elkaes solari - axalcixe | FCR PV - Down | Firm Capacity Coefficient | 11 |  | MW | 1 |  |  |  | NO |  | Reserve Sizing PV FCR
Generator.Constraints | Elkaes solari - axalcixe | FCR PV - Down | Firm Capacity Coefficient | 12 |  | MW | 1 |  |  |  | NO |  | Reserve Sizing PV FCR
Generator.Constraints | Elkaes solari - axalcixe | FCR PV - Down | Firm Capacity Coefficient | 15 |  | MW | 1 |  |  |  | NO |  | Reserve Sizing PV FCR
Generator.Constraints | Elkaes solari - axalcixe | FCR PV - Down | Firm Capacity Coefficient | 20 |  | MW | 1 |  |  |  | NO |  | Reserve Sizing PV FCR
Generator.Constraints | Elkaes solari - axalcixe | FCR PV - Down | Firm Capacity Coefficient | 30 |  | MW | 1 |  |  |  | NO |  | Reserve Sizing PV FCR
Generator.Constraints | Elkaes solari - axalcixe | FCR PV - Down | Firm Capacity Coefficient | 34,5 |  | MW | 1 |  |  |  | NO |  | Reserve Sizing PV FCR
Generator.Constraints | Elkaes solari - axalcixe | FCR PV - Down | Firm Capacity Coefficient | 35 |  | MW | 1 |  |  |  | NO |  | Reserve Sizing PV FCR
Generator.Constraints | Elkaes solari - axalcixe | FCR PV - Down | Firm Capacity Coefficient | 40 |  | MW | 1 |  |  |  | NO |  | Reserve Sizing PV FCR
Generator.Constraints | Elkaes solari - axalcixe | FCR PV - Down | Firm Capacity Coefficient | 50 |  | MW | 1 |  |  |  | NO |  | Reserve Sizing PV FCR
Generator.Constraints | Elkaes solari - axalcixe | FCR PV - Down | Firm Capacity Coefficient | 50 |  | MW | 1 |  |  |  | NO |  | Reserve Sizing PV FCR
Generator.Constraints | Elkaes solari - axalcixe | FCR PV - Down | Firm Capacity Coefficient | 50 |  | MW | 1 |  |  |  | NO |  | Reserve Sizing PV FCR
Generator.Constraints | Elkaes solari - axalcixe | FCR PV - Down | Firm Capacity Coefficient | 50 |  | MW | 1 |  |  |  | NO |  | Reserve Sizing PV FCR
Generator.Constraints | Elkaes solari - axalcixe | FCR PV - Down | Firm Capacity Coefficient | 50 |  | MW | 1 |  |  |  | NO |  | Reserve Sizing PV FCR
Generator.Constraints | Elkaes solari - axalcixe | FCR PV - Down | Firm Capacity Coefficient | 50 |  | MW | 1 |  |  |  | NO |  | Reserve Sizing PV FCR
Generator.Constraints | Elkaes solari - axalcixe | FCR PV - Down | Firm Capacity Coefficient | 50 |  | MW | 1 |  |  |  | NO |  | Reserve Sizing PV FCR
Generator.Constraints | Elkaes solari - axalcixe | FCR PV - Down | Firm Capacity Coefficient | 50 |  | MW | 1 |  |  |  | NO |  | Reserve Sizing PV FCR
Generator.Constraints | Elkaes solari - axalcixe | FCR PV - Down | Firm Capacity Coefficient | 50 |  | MW | 1 |  |  |  | NO |  | Reserve Sizing PV FCR
Generator.Constraints | Elkaes solari - axalcixe | FCR PV - Down | Firm Capacity Coefficient | 50 |  | MW | 1 |  |  |  | NO |  | Reserve Sizing PV FCR
Generator.Constraints | Elkaes solari - axalcixe | FCR PV - Down | Firm Capacity Coefficient | 50 |  | MW | 1 |  |  |  | NO |  | Reserve Sizing PV FCR
Generator.Constraints | Elkaes solari - axalcixe | FCR PV - Down | Firm Capacity Coefficient | 50 |  | MW | 1 |  |  |  | NO |  | Reserve Sizing PV FCR
Generator.Constraints | Elkaes solari - axalcixe | FCR PV - Down | Firm Capacity Coefficient | 50 |  | MW | 1 |  |  |  | NO |  | Reserve Sizing PV FCR
Generator.Constraints | Elkaes solari - axalcixe | FCR PV - Down | Firm Capacity Coefficient | 55 |  | MW | 1 |  |  |  | NO |  | Reserve Sizing PV FCR
Generator.Constraints | Elkaes solari - axalcixe | FCR PV - Down | Firm Capacity Coefficient | 55 |  | MW | 1 |  |  |  | NO |  | Reserve Sizing PV FCR
Generator.Constraints | Elkaes solari - axalcixe | FCR PV - Down | Firm Capacity Coefficient | 60 |  | MW | 1 |  |  |  | NO |  | Reserve Sizing PV FCR
Generator.Constraints | Elkaes solari - axalcixe | FCR PV - Down | Firm Capacity Coefficient | 65 |  | MW | 1 |  |  |  | NO |  | Reserve Sizing PV FCR
Generator.Constraints | Elkaes solari - axalcixe | FCR PV - Down | Firm Capacity Coefficient | 100 |  | MW | 1 |  |  |  | NO |  | Reserve Sizing PV FCR
Generator.Constraints | Elkaes solari - axalcixe | FCR PV - Down | Firm Capacity Coefficient | 100 |  | MW | 1 |  |  |  | NO |  | Reserve Sizing PV FCR
Generator.Constraints | Elkaes solari - axalcixe | FCR PV - UP | Installed Capacity Coefficient | -0,1247 |  | MW | 1 | [5 empty] | Reserve Sizing PV FCR
Generator.Constraints | Elkaes solari - axalcixe | Reserve Sizing PV - AFRR Down | Installed Capacity Coefficient | -0,0113 |  | MW | 1 | [5 empty] | Reserve Sizing PV AFRR
Generator.Constraints | Elkaes solari - axalcixe | Reserve Sizing PV - AFRR UP | Installed Capacity Coefficient | -0,0113 |  | MW | 1 | [5 empty] | Reserve Sizing PV AFRR
Generator.Constraints | Elkaes solari - axalcixe | Reserve Sizing PV - Down | Installed Capacity Coefficient | -0,23 |  | MW | 1 | [5 empty] | Reserve Sizing PV MFRR
Generator.Constraints | Elkaes solari - axalcixe | Reserve Sizing PV - UP | Installed Capacity Coefficient | -0,23 |  | MW | 1 | [5 empty] | Reserve Sizing PV MFRR
Generator.Constraints | Elkaes solari - axalkalaki | FCR PV - Down | Installed Capacity Coefficient | -0,1247 |  | MW | 1 | [5 empty] | Reserve Sizing PV FCR
Generator.Constraints | Elkaes solari - axalkalaki | FCR PV - UP | Installed Capacity Coefficient | -0,1247 |  | MW | 1 | [5 empty] | Reserve Sizing PV FCR
Generator.Constraints | Elkaes solari - axalkalaki | Reserve Sizing PV - AFRR Down | Installed Capacity Coefficient | -0,0113 |  | MW | 1 | [5 empty] | Reserve Sizing PV AFRR
Generator.Constraints | Elkaes solari - axalkalaki | Reserve Sizing PV - AFRR UP | Installed Capacity Coefficient | -0,0113 |  | MW | 1 | [5 empty] | Reserve Sizing PV AFRR
Generator.Constraints | Elkaes solari - axalkalaki | Reserve Sizing PV - Down | Installed Capacity Coefficient | -0,23 |  | MW | 1 | [5 empty] | Reserve Sizing PV MFRR
Generator.Constraints | Elkaes solari - axalkalaki | Reserve Sizing PV - UP | Installed Capacity Coefficient | -0,23 |  | MW | 1 | [5 empty] | Reserve Sizing PV MFRR
Generator.Constraints | Elkaes solari - karaleti | FCR PV - Down | Installed Capacity Coefficient | -0,1247 |  | MW | 1 | [5 empty] | Reserve Sizing PV FCR
Generator.Constraints | Elkaes solari - karaleti | FCR PV - UP | Installed Capacity Coefficient | -0,1247 |  | MW | 1 | [5 empty] | Reserve Sizing PV FCR
Generator.Constraints | Elkaes solari - karaleti | Reserve Sizing PV - AFRR Down | Installed Capacity Coefficient | -0,0113 |  | MW | 1 | [5 empty] | Reserve Sizing PV AFRR
Generator.Constraints | Elkaes solari - karaleti | Reserve Sizing PV - AFRR UP | Installed Capacity Coefficient | -0,0113 |  | MW | 1 | [5 empty] | Reserve Sizing PV AFRR
Generator.Constraints | Elkaes solari - karaleti | Reserve Sizing PV - Down | Installed Capacity Coefficient | -0,23 |  | MW | 1 | [5 empty] | Reserve Sizing PV MFRR
Generator.Constraints | Elkaes solari - karaleti | Reserve Sizing PV - UP | Installed Capacity Coefficient | -0,23 |  | MW | 1 | [5 empty] | Reserve Sizing PV MFRR
Generator.Constraints | Elkaes solari - Kartli | FCR PV - Down | Installed Capacity Coefficient | -0,1247 |  | MW | 1 | [5 empty] | Reserve Sizing PV FCR
Generator.Constraints | Elkaes solari - Kartli | FCR PV - UP | Installed Capacity Coefficient | -0,1247 |  | MW | 1 | [5 empty] | Reserve Sizing PV FCR
Generator.Constraints | Elkaes solari - Kartli | Reserve Sizing PV - AFRR Down | Installed Capacity Coefficient | -0,0113 |  | MW | 1 | [5 empty] | Reserve Sizing PV AFRR
Generator.Constraints | Elkaes solari - Kartli | Reserve Sizing PV - AFRR UP | Installed Capacity Coefficient | -0,0113 |  | MW | 1 | [5 empty] | Reserve Sizing PV AFRR
Generator.Constraints | Elkaes solari - Kartli | Reserve Sizing PV - Down | Installed Capacity Coefficient | -0,23 |  | MW | 1 | [5 empty] | Reserve Sizing PV MFRR
Generator.Constraints | Elkaes solari - Kartli | Reserve Sizing PV - UP | Installed Capacity Coefficient | -0,23 |  | MW | 1 | [5 empty] | Reserve Sizing PV MFRR
Generator.Constraints | Elkaes solari - kaspi | FCR PV - Down | Installed Capacity Coefficient | -0,1247 |  | MW | 1 | [5 empty] | Reserve Sizing PV FCR
Generator.Constraints | Elkaes solari - kaspi | FCR PV - UP | Installed Capacity Coefficient | -0,1247 |  | MW | 1 | [5 empty] | Reserve Sizing PV FCR
Generator.Constraints | Elkaes solari - kaspi | Reserve Sizing PV - AFRR Down | Installed Capacity Coefficient | -0,0113 |  | MW | 1 | [5 empty] | Reserve Sizing PV AFRR
Generator.Constraints | Elkaes solari - kaspi | Reserve Sizing PV - AFRR UP | Installed Capacity Coefficient | -0,0113 |  | MW | 1 | [5 empty] | Reserve Sizing PV AFRR
Generator.Constraints | Elkaes solari - kaspi | Reserve Sizing PV - Down | Installed Capacity Coefficient | -0,23 |  | MW | 1 | [5 empty] | Reserve Sizing PV MFRR
Generator.Constraints | Elkaes solari - kaspi | Reserve Sizing PV - UP | Installed Capacity Coefficient | -0,23 |  | MW | 1 | [5 empty] | Reserve Sizing PV MFRR
Generator.Constraints | Elkaes solari - kvernaqi | FCR PV - Down | Installed Capacity Coefficient | -0,1247 |  | MW | 1 | [5 empty] | Reserve Sizing PV FCR
Generator.Constraints | Elkaes solari - kvernaqi | FCR PV - UP | Installed Capacity Coefficient | -0,1247 |  | MW | 1 | [5 empty] | Reserve Sizing PV FCR
Generator.Constraints | Elkaes solari - kvernaqi | Reserve Sizing PV - AFRR Down | Installed Capacity Coefficient | -0,0113 |  | MW | 1 | [5 empty] | Reserve Sizing PV AFRR
Generator.Constraints | Elkaes solari - kvernaqi | Reserve Sizing PV - AFRR UP | Installed Capacity Coefficient | -0,0113 |  | MW | 1 | [5 empty] | Reserve Sizing PV AFRR
Generator.Constraints | Elkaes solari - kvernaqi | Reserve Sizing PV - Down | Installed Capacity Coefficient | -0,23 |  | MW | 1 | [5 empty] | Reserve Sizing PV MFRR
Generator.Constraints | Elkaes solari - kvernaqi | Reserve Sizing PV - UP | Installed Capacity Coefficient | -0,23 |  | MW | 1 | [5 empty] | Reserve Sizing PV MFRR
Generator.Constraints | Elkaes solari - marneuli | FCR PV - Down | Installed Capacity Coefficient | -0,1247 |  | MW | 1 | [5 empty] | Reserve Sizing PV FCR
Generator.Constraints | Elkaes solari - marneuli | FCR PV - UP | Installed Capacity Coefficient | -0,1247 |  | MW | 1 | [5 empty] | Reserve Sizing PV FCR
Generator.Constraints | Elkaes solari - marneuli | Reserve Sizing PV - AFRR Down | Installed Capacity Coefficient | -0,0113 |  | MW | 1 | [5 empty] | Reserve Sizing PV AFRR
Generator.Constraints | Elkaes solari - marneuli | Reserve Sizing PV - AFRR UP | Installed Capacity Coefficient | -0,0113 |  | MW | 1 | [5 empty] | Reserve Sizing PV AFRR
Generator.Constraints | Elkaes solari - marneuli | Reserve Sizing PV - Down | Installed Capacity Coefficient | -0,23 |  | MW | 1 | [5 empty] | Reserve Sizing PV MFRR
Generator.Constraints | Elkaes solari - marneuli | Reserve Sizing PV - UP | Installed Capacity Coefficient | -0,23 |  | MW | 1 | [5 empty] | Reserve Sizing PV MFRR
Generator.Constraints | Elkaes solari - marneuli-1 | FCR PV - Down | Installed Capacity Coefficient | -0,1247 |  | MW | 1 | [5 empty] | Reserve Sizing PV FCR
Generator.Constraints | Elkaes solari - marneuli-1 | FCR PV - UP | Installed Capacity Coefficient | -0,1247 |  | MW | 1 | [5 empty] | Reserve Sizing PV FCR
Generator.Constraints | Elkaes solari - marneuli-1 | Reserve Sizing PV - AFRR Down | Installed Capacity Coefficient | -0,0113 |  | MW | 1 | [5 empty] | Reserve Sizing PV AFRR
Generator.Constraints | Elkaes solari - marneuli-1 | Reserve Sizing PV - AFRR UP | Installed Capacity Coefficient | -0,0113 |  | MW | 1 | [5 empty] | Reserve Sizing PV AFRR
Generator.Constraints | Elkaes solari - marneuli-1 | Reserve Sizing PV - Down | Installed Capacity Coefficient | -0,23 |  | MW | 1 | [5 empty] | Reserve Sizing PV MFRR
Generator.Constraints | Elkaes solari - marneuli-1 | Reserve Sizing PV - UP | Installed Capacity Coefficient | -0,23 |  | MW | 1 | [5 empty] | Reserve Sizing PV MFRR
Generator.Constraints | Elkaes solari - marneuli-2 | FCR PV - Down | Installed Capacity Coefficient | -0,1247 |  | MW | 1 | [5 empty] | Reserve Sizing PV FCR
Generator.Constraints | Elkaes solari - marneuli-2 | FCR PV - UP | Installed Capacity Coefficient | -0,1247 |  | MW | 1 | [5 empty] | Reserve Sizing PV FCR
Generator.Constraints | Elkaes solari - marneuli-2 | Reserve Sizing PV - AFRR Down | Installed Capacity Coefficient | -0,0113 |  | MW | 1 | [5 empty] | Reserve Sizing PV AFRR
Generator.Constraints | Elkaes solari - marneuli-2 | Reserve Sizing PV - AFRR UP | Installed Capacity Coefficient | -0,0113 |  | MW | 1 | [5 empty] | Reserve Sizing PV AFRR
Generator.Constraints | Elkaes solari - marneuli-2 | Reserve Sizing PV - Down | Installed Capacity Coefficient | -0,23 |  | MW | 1 | [5 empty] | Reserve Sizing PV MFRR
Generator.Constraints | Elkaes solari - marneuli-2 | Reserve Sizing PV - UP | Installed Capacity Coefficient | -0,23 |  | MW | 1 | [5 empty] | Reserve Sizing PV MFRR
Generator.Constraints | Elkaes solari - marneuli-3 | FCR PV - Down | Installed Capacity Coefficient | -0,1247 |  | MW | 1 | [5 empty] | Reserve Sizing PV FCR
Generator.Constraints | Elkaes solari - marneuli-3 | FCR PV - UP | Installed Capacity Coefficient | -0,1247 |  | MW | 1 | [5 empty] | Reserve Sizing PV FCR
Generator.Constraints | Elkaes solari - marneuli-3 | Reserve Sizing PV - AFRR Down | Installed Capacity Coefficient | -0,0113 |  | MW | 1 | [5 empty] | Reserve Sizing PV AFRR
Generator.Constraints | Elkaes solari - marneuli-3 | Reserve Sizing PV - AFRR UP | Installed Capacity Coefficient | -0,0113 |  | MW | 1 | [5 empty] | Reserve Sizing PV AFRR
Generator.Constraints | Elkaes solari - marneuli-3 | Reserve Sizing PV - Down | Installed Capacity Coefficient | -0,23 |  | MW | 1 | [5 empty] | Reserve Sizing PV MFRR
Generator.Constraints | Elkaes solari - marneuli-3 | Reserve Sizing PV - UP | Installed Capacity Coefficient | -0,23 |  | MW | 1 | [5 empty] | Reserve Sizing PV MFRR
Generator.Constraints | Elkaes solari - plavisubani | FCR PV - Down | Installed Capacity Coefficient | -0,1247 |  | MW | 1 | [5 empty] | Reserve Sizing PV FCR
Generator.Constraints | Elkaes solari - plavisubani | FCR PV - UP | Installed Capacity Coefficient | -0,1247 |  | MW | 1 | [5 empty] | Reserve Sizing PV FCR
Generator.Constraints | Elkaes solari - plavisubani | Reserve Sizing PV - AFRR Down | Installed Capacity Coefficient | -0,0113 |  | MW | 1 | [5 empty] | Reserve Sizing PV AFRR
Generator.Constraints | Elkaes solari - plavisubani | Reserve Sizing PV - AFRR UP | Installed Capacity Coefficient | -0,0113 |  | MW | 1 | [5 empty] | Reserve Sizing PV AFRR
Generator.Constraints | Elkaes solari - plavisubani | Reserve Sizing PV - Down | Installed Capacity Coefficient | -0,23 |  | MW | 1 | [5 empty] | Reserve Sizing PV MFRR
Generator.Constraints | Elkaes solari - plavisubani | Reserve Sizing PV - UP | Installed Capacity Coefficient | -0,23 |  | MW | 1 | [5 empty] | Reserve Sizing PV MFRR
Generator.Constraints | Elkaes solari - xashuri | FCR PV - Down | Installed Capacity Coefficient | -0,1247 |  | MW | 1 | [5 empty] | Reserve Sizing PV FCR
Generator.Constraints | Elkaes solari - xashuri | FCR PV - UP | Installed Capacity Coefficient | -0,1247 |  | MW | 1 | [5 empty] | Reserve Sizing PV FCR
Generator.Constraints | Elkaes solari - xashuri | Reserve Sizing PV - AFRR Down | Installed Capacity Coefficient | -0,0113 |  | MW | 1 | [5 empty] | Reserve Sizing PV AFRR
Generator.Constraints | Elkaes solari - xashuri | Reserve Sizing PV - AFRR UP | Installed Capacity Coefficient | -0,0113 |  | MW | 1 | [5 empty] | Reserve Sizing PV AFRR
Generator.Constraints | Elkaes solari - xashuri | Reserve Sizing PV - Down | Installed Capacity Coefficient | -0,23 |  | MW | 1 | [5 empty] | Reserve Sizing PV MFRR
Generator.Constraints | Elkaes solari - xashuri | Reserve Sizing PV - UP | Installed Capacity Coefficient | -0,23 |  | MW | 1 | [5 empty] | Reserve Sizing PV MFRR
Generator.Constraints | Elkaes solari - xashuri -1 | FCR PV - Down | Installed Capacity Coefficient | -0,1247 |  | MW | 1 | [5 empty] | Reserve Sizing PV FCR
Generator.Constraints | Elkaes solari - xashuri -1 | FCR PV - UP | Installed Capacity Coefficient | -0,1247 |  | MW | 1 | [5 empty] | Reserve Sizing PV FCR
Generator.Constraints | Elkaes solari - xashuri -1 | Reserve Sizing PV - AFRR Down | Installed Capacity Coefficient | -0,0113 |  | MW | 1 | [5 empty] | Reserve Sizing PV AFRR
Generator.Constraints | Elkaes solari - xashuri -1 | Reserve Sizing PV - AFRR UP | Installed Capacity Coefficient | -0,0113 |  | MW | 1 | [5 empty] | Reserve Sizing PV AFRR
Generator.Constraints | Elkaes solari - xashuri -1 | Reserve Sizing PV - Down | Installed Capacity Coefficient | -0,23 |  | MW | 1 | [5 empty] | Reserve Sizing PV MFRR
Generator.Constraints | Elkaes solari - xashuri -1 | Reserve Sizing PV - UP | Installed Capacity Coefficient | -0,23 |  | MW | 1 | [5 empty] | Reserve Sizing PV MFRR
Generator.Constraints | Energy service group | FCR PV - Down | Installed Capacity Coefficient | -0,1247 |  | MW | 1 | [5 empty] | Reserve Sizing PV FCR
Generator.Constraints | Energy service group | FCR PV - UP | Installed Capacity Coefficient | -0,1247 |  | MW | 1 | [5 empty] | Reserve Sizing PV FCR
Generator.Constraints | Energy service group | Reserve Sizing PV - AFRR Down | Installed Capacity Coefficient | -0,0113 |  | MW | 1 | [5 empty] | Reserve Sizing PV AFRR
Generator.Constraints | Energy service group | Reserve Sizing PV - AFRR UP | Installed Capacity Coefficient | -0,0113 |  | MW | 1 | [5 empty] | Reserve Sizing PV AFRR
Generator.Constraints | Energy service group | Reserve Sizing PV - Down | Installed Capacity Coefficient | -0,23 |  | MW | 1 | [5 empty] | Reserve Sizing PV MFRR
Generator.Constraints | Energy service group | Reserve Sizing PV - UP | Installed Capacity Coefficient | -0,23 |  | MW | 1 | [5 empty] | Reserve Sizing PV MFRR
Generator.Constraints | Fero plasti | FCR PV - Down | Installed Capacity Coefficient | -0,1247 |  | MW | 1 | [5 empty] | Reserve Sizing PV FCR
Generator.Constraints | Fero plasti | FCR PV - UP | Installed Capacity Coefficient | -0,1247 |  | MW | 1 | [5 empty] | Reserve Sizing PV FCR
Generator.Constraints | Fero plasti | Reserve Sizing PV - AFRR Down | Installed Capacity Coefficient | -0,0113 |  | MW | 1 | [5 empty] | Reserve Sizing PV AFRR
Generator.Constraints | Fero plasti | Reserve Sizing PV - AFRR UP | Installed Capacity Coefficient | -0,0113 |  | MW | 1 | [5 empty] | Reserve Sizing PV AFRR
Generator.Constraints | Fero plasti | Reserve Sizing PV - Down | Installed Capacity Coefficient | -0,23 |  | MW | 1 | [5 empty] | Reserve Sizing PV MFRR
Generator.Constraints | Fero plasti | Reserve Sizing PV - UP | Installed Capacity Coefficient | -0,23 |  | MW | 1 | [5 empty] | Reserve Sizing PV MFRR
Generator.Constraints | Finlab | FCR PV - Down | Installed Capacity Coefficient | -0,1247 |  | MW | 1 | [5 empty] | Reserve Sizing PV FCR
Generator.Constraints | Finlab | FCR PV - UP | Installed Capacity Coefficient | -0,1247 |  | MW | 1 | [5 empty] | Reserve Sizing PV FCR
Generator.Constraints | Finlab | Reserve Sizing PV - AFRR Down | Installed Capacity Coefficient | -0,0113 |  | MW | 1 | [5 empty] | Reserve Sizing PV AFRR
Generator.Constraints | Finlab | Reserve Sizing PV - AFRR UP | Installed Capacity Coefficient | -0,0113 |  | MW | 1 | [5 empty] | Reserve Sizing PV AFRR
Generator.Constraints | Finlab | Reserve Sizing PV - Down | Installed Capacity Coefficient | -0,23 |  | MW | 1 | [5 empty] | Reserve Sizing PV MFRR
Generator.Constraints | Finlab | Reserve Sizing PV - UP | Installed Capacity Coefficient | -0,23 |  | MW | 1 | [5 empty] | Reserve Sizing PV MFRR
Generator.Constraints | GEDF | FCR PV - Down | Installed Capacity Coefficient | -0,1247 |  | MW | 1 | [5 empty] | Reserve Sizing PV FCR
Generator.Constraints | GEDF | FCR PV - UP | Installed Capacity Coefficient | -0,1247 |  | MW | 1 | [5 empty] | Reserve Sizing PV FCR
Generator.Constraints | GEDF | Reserve Sizing PV - AFRR Down | Installed Capacity Coefficient | -0,0113 |  | MW | 1 | [5 empty] | Reserve Sizing PV AFRR
Generator.Constraints | GEDF | Reserve Sizing PV - AFRR UP | Installed Capacity Coefficient | -0,0113 |  | MW | 1 | [5 empty] | Reserve Sizing PV AFRR
Generator.Constraints | GEDF | Reserve Sizing PV - Down | Installed Capacity Coefficient | -0,23 |  | MW | 1 | [5 empty] | Reserve Sizing PV MFRR
Generator.Constraints | GEDF | Reserve Sizing PV - UP | Installed Capacity Coefficient | -0,23 |  | MW | 1 | [5 empty] | Reserve Sizing PV MFRR
Generator.Constraints | GEDF - 1 | FCR PV - Down | Installed Capacity Coefficient | -0,1247 |  | MW | 1 | [5 empty] | Reserve Sizing PV FCR
Generator.Constraints | GEDF - 1 | FCR PV - UP | Installed Capacity Coefficient | -0,1247 |  | MW | 1 | [5 empty] | Reserve Sizing PV FCR
Generator.Constraints | GEDF - 1 | Reserve Sizing PV - AFRR Down | Installed Capacity Coefficient | -0,0113 |  | MW | 1 | [5 empty] | Reserve Sizing PV AFRR
Generator.Constraints | GEDF - 1 | Reserve Sizing PV - AFRR UP | Installed Capacity Coefficient | -0,0113 |  | MW | 1 | [5 empty] | Reserve Sizing PV AFRR
Generator.Constraints | GEDF - 1 | Reserve Sizing PV - Down | Installed Capacity Coefficient | -0,23 |  | MW | 1 | [5 empty] | Reserve Sizing PV MFRR
Generator.Constraints | GEDF - 1 | Reserve Sizing PV - UP | Installed Capacity Coefficient | -0,23 |  | MW | 1 | [5 empty] | Reserve Sizing PV MFRR
Generator.Constraints | Geosolari | FCR PV - Down | Installed Capacity Coefficient | -0,1247 |  | MW | 1 | [5 empty] | Reserve Sizing PV FCR
Generator.Constraints | Geosolari | FCR PV - UP | Installed Capacity Coefficient | -0,1247 |  | MW | 1 | [5 empty] | Reserve Sizing PV FCR
Generator.Constraints | Geosolari | Reserve Sizing PV - AFRR Down | Installed Capacity Coefficient | -0,0113 |  | MW | 1 | [5 empty] | Reserve Sizing PV AFRR
Generator.Constraints | Geosolari | Reserve Sizing PV - AFRR UP | Installed Capacity Coefficient | -0,0113 |  | MW | 1 | [5 empty] | Reserve Sizing PV AFRR
Generator.Constraints | Geosolari | Reserve Sizing PV - Down | Installed Capacity Coefficient | -0,23 |  | MW | 1 | [5 empty] | Reserve Sizing PV MFRR
Generator.Constraints | Geosolari | Reserve Sizing PV - UP | Installed Capacity Coefficient | -0,23 |  | MW | 1 | [5 empty] | Reserve Sizing PV MFRR
Generator.Constraints | Gori solar | FCR PV - Down | Installed Capacity Coefficient | -0,1247 |  | MW | 1 | [5 empty] | Reserve Sizing PV FCR
Generator.Constraints | Gori solar | FCR PV - UP | Installed Capacity Coefficient | -0,1247 |  | MW | 1 | [5 empty] | Reserve Sizing PV FCR
Generator.Constraints | Gori solar | Reserve Sizing PV - AFRR Down | Installed Capacity Coefficient | -0,0113 |  | MW | 1 | [5 empty] | Reserve Sizing PV AFRR
Generator.Constraints | Gori solar | Reserve Sizing PV - AFRR UP | Installed Capacity Coefficient | -0,0113 |  | MW | 1 | [5 empty] | Reserve Sizing PV AFRR
Generator.Constraints | Gori solar | Reserve Sizing PV - Down | Installed Capacity Coefficient | -0,23 |  | MW | 1 | [5 empty] | Reserve Sizing PV MFRR
Generator.Constraints | Gori solar | Reserve Sizing PV - UP | Installed Capacity Coefficient | -0,23 |  | MW | 1 | [5 empty] | Reserve Sizing PV MFRR
Generator.Constraints | Khartli generation | FCR PV - Down | Installed Capacity Coefficient | -0,1247 |  | MW | 1 | [5 empty] | Reserve Sizing PV FCR
Generator.Constraints | Khartli generation | FCR PV - UP | Installed Capacity Coefficient | -0,1247 |  | MW | 1 | [5 empty] | Reserve Sizing PV FCR
Generator.Constraints | Khartli generation | Reserve Sizing PV - AFRR Down | Installed Capacity Coefficient | -0,0113 |  | MW | 1 | [5 empty] | Reserve Sizing PV AFRR
Generator.Constraints | Khartli generation | Reserve Sizing PV - AFRR UP | Installed Capacity Coefficient | -0,0113 |  | MW | 1 | [5 empty] | Reserve Sizing PV AFRR
Generator.Constraints | Khartli generation | Reserve Sizing PV - Down | Installed Capacity Coefficient | -0,23 |  | MW | 1 | [5 empty] | Reserve Sizing PV MFRR
Generator.Constraints | Khartli generation | Reserve Sizing PV - UP | Installed Capacity Coefficient | -0,23 |  | MW | 1 | [5 empty] | Reserve Sizing PV MFRR
Generator.Constraints | Mzis banki | FCR PV - Down | Installed Capacity Coefficient | -0,1247 |  | MW | 1 | [5 empty] | Reserve Sizing PV FCR
Generator.Constraints | Mzis banki | FCR PV - UP | Installed Capacity Coefficient | -0,1247 |  | MW | 1 | [5 empty] | Reserve Sizing PV FCR
Generator.Constraints | Mzis banki | Reserve Sizing PV - AFRR Down | Installed Capacity Coefficient | -0,0113 |  | MW | 1 | [5 empty] | Reserve Sizing PV AFRR
Generator.Constraints | Mzis banki | Reserve Sizing PV - AFRR UP | Installed Capacity Coefficient | -0,0113 |  | MW | 1 | [5 empty] | Reserve Sizing PV AFRR
Generator.Constraints | Mzis banki | Reserve Sizing PV - Down | Installed Capacity Coefficient | -0,23 |  | MW | 1 | [5 empty] | Reserve Sizing PV MFRR
Generator.Constraints | Mzis banki | Reserve Sizing PV - UP | Installed Capacity Coefficient | -0,23 |  | MW | 1 | [5 empty] | Reserve Sizing PV MFRR
Generator.Constraints | Mzis korporacia | FCR PV - Down | Installed Capacity Coefficient | -0,1247 |  | MW | 1 | [5 empty] | Reserve Sizing PV FCR
Generator.Constraints | Mzis korporacia | FCR PV - UP | Installed Capacity Coefficient | -0,1247 |  | MW | 1 | [5 empty] | Reserve Sizing PV FCR
Generator.Constraints | Mzis korporacia | Reserve Sizing PV - AFRR Down | Installed Capacity Coefficient | -0,0113 |  | MW | 1 | [5 empty] | Reserve Sizing PV AFRR
Generator.Constraints | Mzis korporacia | Reserve Sizing PV - AFRR UP | Installed Capacity Coefficient | -0,0113 |  | MW | 1 | [5 empty] | Reserve Sizing PV AFRR
Generator.Constraints | Mzis korporacia | Reserve Sizing PV - Down | Installed Capacity Coefficient | -0,23 |  | MW | 1 | [5 empty] | Reserve Sizing PV MFRR
Generator.Constraints | Mzis korporacia | Reserve Sizing PV - UP | Installed Capacity Coefficient | -0,23 |  | MW | 1 | [5 empty] | Reserve Sizing PV MFRR
Generator.Constraints | Mzis saxli | FCR PV - Down | Installed Capacity Coefficient | -0,1247 |  | MW | 1 | [5 empty] | Reserve Sizing PV FCR
Generator.Constraints | Mzis saxli | FCR PV - UP | Installed Capacity Coefficient | -0,1247 |  | MW | 1 | [5 empty] | Reserve Sizing PV FCR
Generator.Constraints | Mzis saxli | Reserve Sizing PV - AFRR Down | Installed Capacity Coefficient | -0,0113 |  | MW | 1 | [5 empty] | Reserve Sizing PV AFRR
Generator.Constraints | Mzis saxli | Reserve Sizing PV - AFRR UP | Installed Capacity Coefficient | -0,0113 |  | MW | 1 | [5 empty] | Reserve Sizing PV AFRR
Generator.Constraints | Mzis saxli | Reserve Sizing PV - Down | Installed Capacity Coefficient | -0,23 |  | MW | 1 | [5 empty] | Reserve Sizing PV MFRR
Generator.Constraints | Mzis saxli | Reserve Sizing PV - UP | Installed Capacity Coefficient | -0,23 |  | MW | 1 | [5 empty] | Reserve Sizing PV MFRR
Generator.Constraints | Parvus solar | FCR PV - Down | Installed Capacity Coefficient | -0,1247 |  | MW | 1 | [5 empty] | Reserve Sizing PV FCR
Generator.Constraints | Parvus solar | FCR PV - UP | Installed Capacity Coefficient | -0,1247 |  | MW | 1 | [5 empty] | Reserve Sizing PV FCR
Generator.Constraints | Parvus solar | Reserve Sizing PV - AFRR Down | Installed Capacity Coefficient | -0,0113 |  | MW | 1 | [5 empty] | Reserve Sizing PV AFRR
Generator.Constraints | Parvus solar | Reserve Sizing PV - AFRR UP | Installed Capacity Coefficient | -0,0113 |  | MW | 1 | [5 empty] | Reserve Sizing PV AFRR
Generator.Constraints | Parvus solar | Reserve Sizing PV - Down | Installed Capacity Coefficient | -0,23 |  | MW | 1 | [5 empty] | Reserve Sizing PV MFRR
Generator.Constraints | Parvus solar | Reserve Sizing PV - UP | Installed Capacity Coefficient | -0,23 |  | MW | 1 | [5 empty] | Reserve Sizing PV MFRR
Generator.Constraints | Tbilisi investment group | FCR PV - Down | Installed Capacity Coefficient | -0,1247 |  | MW | 1 | [5 empty] | Reserve Sizing PV FCR
Generator.Constraints | Tbilisi investment group | FCR PV - UP | Installed Capacity Coefficient | -0,1247 |  | MW | 1 | [5 empty] | Reserve Sizing PV FCR
Generator.Constraints | Tbilisi investment group | Reserve Sizing PV - AFRR Down | Installed Capacity Coefficient | -0,0113 |  | MW | 1 | [5 empty] | Reserve Sizing PV AFRR
Generator.Constraints | Tbilisi investment group | Reserve Sizing PV - AFRR UP | Installed Capacity Coefficient | -0,0113 |  | MW | 1 | [5 empty] | Reserve Sizing PV AFRR
Generator.Constraints | Tbilisi investment group | Reserve Sizing PV - Down | Installed Capacity Coefficient | -0,23 |  | MW | 1 | [5 empty] | Reserve Sizing PV MFRR
Generator.Constraints | Tbilisi investment group | Reserve Sizing PV - UP | Installed Capacity Coefficient | -0,23 |  | MW | 1 | [5 empty] | Reserve Sizing PV MFRR
Generator.Constraints | Tbilisi investment group -1 | FCR PV - Down | Ramp Up Coefficient | 0 |  | MW | 1 | [5 empty] | Reserve Sizing PV FCR
Generator.Constraints | Tbilisi investment group -1 | FCR PV - Down | Installed Capacity Coefficient | -0,1247 |  | MW | 1 | [5 empty] | Reserve Sizing PV FCR
Generator.Constraints | Tbilisi investment group -1 | FCR PV - UP | Ramp Up Coefficient | 0 |  | MW | 1 | [5 empty] | Reserve Sizing PV FCR
Generator.Constraints | Tbilisi investment group -1 | FCR PV - UP | Installed Capacity Coefficient | -0,1247 |  | MW | 1 | [5 empty] | Reserve Sizing PV FCR
Generator.Constraints | Tbilisi investment group -1 | Reserve Sizing PV - AFRR Down | Installed Capacity Coefficient | -0,0113 |  | MW | 1 | [5 empty] | Reserve Sizing PV AFRR
Generator.Constraints | Tbilisi investment group -1 | Reserve Sizing PV - AFRR UP | Installed Capacity Coefficient | -0,0113 |  | MW | 1 | [5 empty] | Reserve Sizing PV AFRR
Generator.Constraints | Tbilisi investment group -1 | Reserve Sizing PV - Down | Installed Capacity Coefficient | -0,23 |  | MW | 1 | [5 empty] | Reserve Sizing PV MFRR
Generator.Constraints | Tbilisi investment group -1 | Reserve Sizing PV - UP | Installed Capacity Coefficient | -0,23 |  | MW | 1 | [5 empty] | Reserve Sizing PV MFRR
Generator.Constraints | Tbilisi investment group -10 | FCR PV - Down | Ramp Up Coefficient | 0 |  | MW | 1 | [5 empty] | Reserve Sizing PV FCR
Generator.Constraints | Tbilisi investment group -10 | FCR PV - Down | Installed Capacity Coefficient | -0,1247 |  | MW | 1 | [5 empty] | Reserve Sizing PV FCR
Generator.Constraints | Tbilisi investment group -10 | FCR PV - UP | Ramp Up Coefficient | 0 |  | MW | 1 | [5 empty] | Reserve Sizing PV FCR
Generator.Constraints | Tbilisi investment group -10 | FCR PV - UP | Installed Capacity Coefficient | -0,1247 |  | MW | 1 | [5 empty] | Reserve Sizing PV FCR
Generator.Constraints | Tbilisi investment group -10 | Reserve Sizing PV - AFRR Down | Installed Capacity Coefficient | -0,0113 |  | MW | 1 | [5 empty] | Reserve Sizing PV AFRR
Generator.Constraints | Tbilisi investment group -10 | Reserve Sizing PV - AFRR UP | Installed Capacity Coefficient | -0,0113 |  | MW | 1 | [5 empty] | Reserve Sizing PV AFRR
Generator.Constraints | Tbilisi investment group -10 | Reserve Sizing PV - Down | Installed Capacity Coefficient | -0,23 |  | MW | 1 | [5 empty] | Reserve Sizing PV MFRR
Generator.Constraints | Tbilisi investment group -10 | Reserve Sizing PV - UP | Installed Capacity Coefficient | -0,23 |  | MW | 1 | [5 empty] | Reserve Sizing PV MFRR
Generator.Constraints | Tbilisi investment group -11 | FCR PV - Down | Installed Capacity Coefficient | -0,1247 |  | MW | 1 | [5 empty] | Reserve Sizing PV FCR
Generator.Constraints | Tbilisi investment group -11 | FCR PV - UP | Installed Capacity Coefficient | -0,1247 |  | MW | 1 | [5 empty] | Reserve Sizing PV FCR
Generator.Constraints | Tbilisi investment group -11 | Reserve Sizing PV - AFRR Down | Installed Capacity Coefficient | -0,0113 |  | MW | 1 | [5 empty] | Reserve Sizing PV AFRR
Generator.Constraints | Tbilisi investment group -11 | Reserve Sizing PV - AFRR UP | Installed Capacity Coefficient | -0,0113 |  | MW | 1 | [5 empty] | Reserve Sizing PV AFRR
Generator.Constraints | Tbilisi investment group -11 | Reserve Sizing PV - Down | Installed Capacity Coefficient | -0,23 |  | MW | 1 | [5 empty] | Reserve Sizing PV MFRR
Generator.Constraints | Tbilisi investment group -11 | Reserve Sizing PV - UP | Installed Capacity Coefficient | -0,23 |  | MW | 1 | [5 empty] | Reserve Sizing PV MFRR
Generator.Constraints | Tbilisi investment group -2 | FCR PV - Down | Installed Capacity Coefficient | -0,1247 |  | MW | 1 | [5 empty] | Reserve Sizing PV FCR
Generator.Constraints | Tbilisi investment group -2 | FCR PV - UP | Installed Capacity Coefficient | -0,1247 |  | MW | 1 | [5 empty] | Reserve Sizing PV FCR
Generator.Constraints | Tbilisi investment group -2 | Reserve Sizing PV - AFRR Down | Installed Capacity Coefficient | -0,0113 |  | MW | 1 | [5 empty] | Reserve Sizing PV AFRR
Generator.Constraints | Tbilisi investment group -2 | Reserve Sizing PV - AFRR UP | Installed Capacity Coefficient | -0,0113 |  | MW | 1 | [5 empty] | Reserve Sizing PV AFRR
Generator.Constraints | Tbilisi investment group -2 | Reserve Sizing PV - Down | Installed Capacity Coefficient | -0,23 |  | MW | 1 | [5 empty] | Reserve Sizing PV MFRR
Generator.Constraints | Tbilisi investment group -2 | Reserve Sizing PV - UP | Installed Capacity Coefficient | -0,23 |  | MW | 1 | [5 empty] | Reserve Sizing PV MFRR
Generator.Constraints | Tbilisi investment group -3 | FCR PV - Down | Installed Capacity Coefficient | -0,1247 |  | MW | 1 | [5 empty] | Reserve Sizing PV FCR
Generator.Constraints | Tbilisi investment group -3 | FCR PV - UP | Installed Capacity Coefficient | -0,1247 |  | MW | 1 | [5 empty] | Reserve Sizing PV FCR
Generator.Constraints | Tbilisi investment group -3 | Reserve Sizing PV - AFRR Down | Installed Capacity Coefficient | -0,0113 |  | MW | 1 | [5 empty] | Reserve Sizing PV AFRR
Generator.Constraints | Tbilisi investment group -3 | Reserve Sizing PV - AFRR UP | Installed Capacity Coefficient | -0,0113 |  | MW | 1 | [5 empty] | Reserve Sizing PV AFRR
Generator.Constraints | Tbilisi investment group -3 | Reserve Sizing PV - Down | Installed Capacity Coefficient | -0,23 |  | MW | 1 | [5 empty] | Reserve Sizing PV MFRR
Generator.Constraints | Tbilisi investment group -3 | Reserve Sizing PV - UP | Installed Capacity Coefficient | -0,23 |  | MW | 1 | [5 empty] | Reserve Sizing PV MFRR
Generator.Constraints | Tbilisi investment group -4 | FCR PV - Down | Installed Capacity Coefficient | -0,1247 |  | MW | 1 | [5 empty] | Reserve Sizing PV FCR
Generator.Constraints | Tbilisi investment group -4 | FCR PV - UP | Installed Capacity Coefficient | -0,1247 |  | MW | 1 | [5 empty] | Reserve Sizing PV FCR
Generator.Constraints | Tbilisi investment group -4 | Reserve Sizing PV - AFRR Down | Installed Capacity Coefficient | -0,0113 |  | MW | 1 | [5 empty] | Reserve Sizing PV AFRR
Generator.Constraints | Tbilisi investment group -4 | Reserve Sizing PV - AFRR UP | Installed Capacity Coefficient | -0,0113 |  | MW | 1 | [5 empty] | Reserve Sizing PV AFRR
Generator.Constraints | Tbilisi investment group -4 | Reserve Sizing PV - Down | Installed Capacity Coefficient | -0,23 |  | MW | 1 | [5 empty] | Reserve Sizing PV MFRR
Generator.Constraints | Tbilisi investment group -4 | Reserve Sizing PV - UP | Installed Capacity Coefficient | -0,23 |  | MW | 1 | [5 empty] | Reserve Sizing PV MFRR
Generator.Constraints | Tbilisi investment group -5 | FCR PV - Down | Installed Capacity Coefficient | -0,1247 |  | MW | 1 | [5 empty] | Reserve Sizing PV FCR
Generator.Constraints | Tbilisi investment group -5 | FCR PV - UP | Installed Capacity Coefficient | -0,1247 |  | MW | 1 | [5 empty] | Reserve Sizing PV FCR
Generator.Constraints | Tbilisi investment group -5 | Reserve Sizing PV - AFRR Down | Installed Capacity Coefficient | -0,0113 |  | MW | 1 | [5 empty] | Reserve Sizing PV AFRR
Generator.Constraints | Tbilisi investment group -5 | Reserve Sizing PV - AFRR UP | Installed Capacity Coefficient | -0,0113 |  | MW | 1 | [5 empty] | Reserve Sizing PV AFRR
Generator.Constraints | Tbilisi investment group -5 | Reserve Sizing PV - Down | Installed Capacity Coefficient | -0,23 |  | MW | 1 | [5 empty] | Reserve Sizing PV MFRR
Generator.Constraints | Tbilisi investment group -5 | Reserve Sizing PV - UP | Installed Capacity Coefficient | -0,23 |  | MW | 1 | [5 empty] | Reserve Sizing PV MFRR
Generator.Constraints | Tbilisi investment group -6 | FCR PV - Down | Installed Capacity Coefficient | -0,1247 |  | MW | 1 | [5 empty] | Reserve Sizing PV FCR
Generator.Constraints | Tbilisi investment group -6 | FCR PV - UP | Installed Capacity Coefficient | -0,1247 |  | MW | 1 | [5 empty] | Reserve Sizing PV FCR
Generator.Constraints | Tbilisi investment group -6 | Reserve Sizing PV - AFRR Down | Installed Capacity Coefficient | -0,0113 |  | MW | 1 | [5 empty] | Reserve Sizing PV AFRR
Generator.Constraints | Tbilisi investment group -6 | Reserve Sizing PV - AFRR UP | Installed Capacity Coefficient | -0,0113 |  | MW | 1 | [5 empty] | Reserve Sizing PV AFRR
Generator.Constraints | Tbilisi investment group -6 | Reserve Sizing PV - Down | Installed Capacity Coefficient | -0,23 |  | MW | 1 | [5 empty] | Reserve Sizing PV MFRR
Generator.Constraints | Tbilisi investment group -6 | Reserve Sizing PV - UP | Installed Capacity Coefficient | -0,23 |  | MW | 1 | [5 empty] | Reserve Sizing PV MFRR
Generator.Constraints | Tbilisi investment group -7 | FCR PV - Down | Installed Capacity Coefficient | -0,1247 |  | MW | 1 | [5 empty] | Reserve Sizing PV FCR
Generator.Constraints | Tbilisi investment group -7 | FCR PV - UP | Installed Capacity Coefficient | -0,1247 |  | MW | 1 | [5 empty] | Reserve Sizing PV FCR
Generator.Constraints | Tbilisi investment group -7 | Reserve Sizing PV - AFRR Down | Installed Capacity Coefficient | -0,0113 |  | MW | 1 | [5 empty] | Reserve Sizing PV AFRR
Generator.Constraints | Tbilisi investment group -7 | Reserve Sizing PV - AFRR UP | Installed Capacity Coefficient | -0,0113 |  | MW | 1 | [5 empty] | Reserve Sizing PV AFRR
Generator.Constraints | Tbilisi investment group -7 | Reserve Sizing PV - Down | Installed Capacity Coefficient | -0,23 |  | MW | 1 | [5 empty] | Reserve Sizing PV MFRR
Generator.Constraints | Tbilisi investment group -7 | Reserve Sizing PV - UP | Installed Capacity Coefficient | -0,23 |  | MW | 1 | [5 empty] | Reserve Sizing PV MFRR
Generator.Constraints | Tbilisi investment group -8 | FCR PV - Down | Installed Capacity Coefficient | -0,1247 |  | MW | 1 | [5 empty] | Reserve Sizing PV FCR
Generator.Constraints | Tbilisi investment group -8 | FCR PV - UP | Installed Capacity Coefficient | -0,1247 |  | MW | 1 | [5 empty] | Reserve Sizing PV FCR
Generator.Constraints | Tbilisi investment group -8 | Reserve Sizing PV - AFRR Down | Installed Capacity Coefficient | -0,0113 |  | MW | 1 | [5 empty] | Reserve Sizing PV AFRR
Generator.Constraints | Tbilisi investment group -8 | Reserve Sizing PV - AFRR UP | Installed Capacity Coefficient | -0,0113 |  | MW | 1 | [5 empty] | Reserve Sizing PV AFRR
Generator.Constraints | Tbilisi investment group -8 | Reserve Sizing PV - Down | Installed Capacity Coefficient | -0,23 |  | MW | 1 | [5 empty] | Reserve Sizing PV MFRR
Generator.Constraints | Tbilisi investment group -8 | Reserve Sizing PV - UP | Installed Capacity Coefficient | -0,23 |  | MW | 1 | [5 empty] | Reserve Sizing PV MFRR
Generator.Constraints | Tbilisi investment group -9 | FCR PV - Down | Installed Capacity Coefficient | -0,1247 |  | MW | 1 | [5 empty] | Reserve Sizing PV FCR
Generator.Constraints | Tbilisi investment group -9 | FCR PV - UP | Installed Capacity Coefficient | -0,1247 |  | MW | 1 | [5 empty] | Reserve Sizing PV FCR
Generator.Constraints | Tbilisi investment group -9 | Reserve Sizing PV - AFRR Down | Installed Capacity Coefficient | -0,0113 |  | MW | 1 | [5 empty] | Reserve Sizing PV AFRR
Generator.Constraints | Tbilisi investment group -9 | Reserve Sizing PV - AFRR UP | Installed Capacity Coefficient | -0,0113 |  | MW | 1 | [5 empty] | Reserve Sizing PV AFRR
Generator.Constraints | Tbilisi investment group -9 | Reserve Sizing PV - Down | Installed Capacity Coefficient | -0,23 |  | MW | 1 | [5 empty] | Reserve Sizing PV MFRR
Generator.Constraints | Tbilisi investment group -9 | Reserve Sizing PV - UP | Installed Capacity Coefficient | -0,23 |  | MW | 1 | [5 empty] | Reserve Sizing PV MFRR
Generator.Constraints | Udabno | FCR PV - Down | Installed Capacity Coefficient | -0,1247 |  | MW | 1 | [5 empty] | Reserve Sizing PV FCR
Generator.Constraints | Udabno | FCR PV - UP | Installed Capacity Coefficient | -0,1247 |  | MW | 1 | [5 empty] | Reserve Sizing PV FCR
Generator.Constraints | Udabno | Reserve Sizing PV - AFRR Down | Installed Capacity Coefficient | -0,0113 |  | MW | 1 | [5 empty] | Reserve Sizing PV AFRR
Generator.Constraints | Udabno | Reserve Sizing PV - AFRR UP | Installed Capacity Coefficient | -0,0113 |  | MW | 1 | [5 empty] | Reserve Sizing PV AFRR
Generator.Constraints | Udabno | Reserve Sizing PV - Down | Installed Capacity Coefficient | -0,23 |  | MW | 1 | [5 empty] | Reserve Sizing PV MFRR
Generator.Constraints | Udabno | Reserve Sizing PV - UP | Installed Capacity Coefficient | -0,23 |  | MW | 1 | [5 empty] | Reserve Sizing PV MFRR

## Fuel
Fuel | Property | Value | Data File | Units | Band | Date From | Date To | Timeslice | Scenario | Memo
Gas | Decomposition Method | Shadow Prices |  | - | 1
Gas | Price | 3,69 |  | $/GJ | 1
Gas | Max Offtake Year | 22734 |  | TJ | 1

## Batteries
Battery | Property | Value | Data File | Units | Band | Date From | Date To | Timeslice | Scenario | Memo
4H-battery | Units | 0 |  | - | 1
4H-battery | Capacity | 4 |  | MWh | 1
4H-battery | Max Power | 1 |  | MW | 1
4H-battery | Max Load | 1 |  | MW | 1
4H-battery | Max SoC | 100 |  | % | 1
4H-battery | Min SoC | 20 |  | % | 1
4H-battery | Initial SoC | 20 |  | % | 1
4H-battery | Charge Efficiency | 90 |  | % | 1
4H-battery | Discharge Efficiency | 100 |  | % | 1
4H-battery | Max Cycles Day | 1 |  | cycles | 1
4H-battery | Max Cycles Day | 2 |  | cycles | 1 |  |  |  | BESS cycles 2
4H-battery | Max Units Built | 100 |  | - | 1
4H-battery | Technical Life | 15 |  | yr | 1
4H-battery | Build Cost | 800 |  | $/kW | 1
4H-battery | WACC | 10 |  | % | 1
4H-battery | Economic Life | 15 |  | yr | 1

## Storages
Collection | Parent Object | Child Object | Property | Value | Data File | Units | Band | Date From | Date To | Timeslice | Scenario | Memo | Category
Storages | System | Dzevruli Reservoir | End Effects Method | Recycle |  | - | 1 | [5 empty] | Existing
Storages | System | Dzevruli Reservoir | Decomposition Method | Targets |  | - | 1 | [5 empty] | Existing
Storages | System | Dzevruli Reservoir | Spill Penalty | 10000 |  | $/1000 m³ | 1 | [5 empty] | Existing
Storages | System | Dzevruli Reservoir | Max Volume | 93700 |  | 1000 m³ | 1 | [5 empty] | Existing
Storages | System | Dzevruli Reservoir | Initial Volume | 40190 |  | 1000 m³ | 1 | [5 empty] | Existing
Storages | System | Dzevruli Reservoir | Min Volume | 30 |  | 1000 m³ | 1 | [5 empty] | Existing
Storages | System | Dzevruli Reservoir | Natural Inflow | 3 |  | m³/s | 1 |  |  | M01 | Dry |  | Existing
Storages | System | Dzevruli Reservoir | Natural Inflow | 3,2 |  | m³/s | 1 |  |  | M01 | Flood |  | Existing
Storages | System | Dzevruli Reservoir | Natural Inflow | 7,1 |  | m³/s | 1 |  |  | M01 | Moderate |  | Existing
Storages | System | Dzevruli Reservoir | Natural Inflow | 5 |  | m³/s | 1 |  |  | M02 | Dry |  | Existing
Storages | System | Dzevruli Reservoir | Natural Inflow | 4,5 |  | m³/s | 1 |  |  | M02 | Flood |  | Existing
Storages | System | Dzevruli Reservoir | Natural Inflow | 3,3 |  | m³/s | 1 |  |  | M02 | Moderate |  | Existing
Storages | System | Dzevruli Reservoir | Natural Inflow | 8 |  | m³/s | 1 |  |  | M03 | Dry |  | Existing
Storages | System | Dzevruli Reservoir | Natural Inflow | 5,7 |  | m³/s | 1 |  |  | M03 | Flood |  | Existing
Storages | System | Dzevruli Reservoir | Natural Inflow | 7,8 |  | m³/s | 1 |  |  | M03 | Moderate |  | Existing
Storages | System | Dzevruli Reservoir | Natural Inflow | 6 |  | m³/s | 1 |  |  | M04 | Dry |  | Existing
Storages | System | Dzevruli Reservoir | Natural Inflow | 3,4 |  | m³/s | 1 |  |  | M04 | Flood |  | Existing
Storages | System | Dzevruli Reservoir | Natural Inflow | 3,3 |  | m³/s | 1 |  |  | M04 | Moderate |  | Existing
Storages | System | Dzevruli Reservoir | Natural Inflow | 1 |  | m³/s | 1 |  |  | M05 | Dry |  | Existing
Storages | System | Dzevruli Reservoir | Natural Inflow | 7,4 |  | m³/s | 1 |  |  | M05 | Flood |  | Existing
Storages | System | Dzevruli Reservoir | Natural Inflow | 1 |  | m³/s | 1 |  |  | M05 | Moderate |  | Existing
Storages | System | Dzevruli Reservoir | Natural Inflow | 0,2 |  | m³/s | 1 |  |  | M06 | Dry |  | Existing
Storages | System | Dzevruli Reservoir | Natural Inflow | 3,8 |  | m³/s | 1 |  |  | M06 | Flood |  | Existing
Storages | System | Dzevruli Reservoir | Natural Inflow | 1 |  | m³/s | 1 |  |  | M06 | Moderate |  | Existing
Storages | System | Dzevruli Reservoir | Natural Inflow | 2 |  | m³/s | 1 |  |  | M07 | Dry |  | Existing
Storages | System | Dzevruli Reservoir | Natural Inflow | 1,4 |  | m³/s | 1 |  |  | M07 | Flood |  | Existing
Storages | System | Dzevruli Reservoir | Natural Inflow | 0,1 |  | m³/s | 1 |  |  | M07 | Moderate |  | Existing
Storages | System | Dzevruli Reservoir | Natural Inflow | 1 |  | m³/s | 1 |  |  | M08 | Dry |  | Existing
Storages | System | Dzevruli Reservoir | Natural Inflow | 0,05 |  | m³/s | 1 |  |  | M08 | Flood |  | Existing
Storages | System | Dzevruli Reservoir | Natural Inflow | 0,3 |  | m³/s | 1 |  |  | M08 | Moderate |  | Existing
Storages | System | Dzevruli Reservoir | Natural Inflow | 1 |  | m³/s | 1 |  |  | M09 | Dry |  | Existing
Storages | System | Dzevruli Reservoir | Natural Inflow | 0,9 |  | m³/s | 1 |  |  | M09 | Flood |  | Existing
Storages | System | Dzevruli Reservoir | Natural Inflow | 0,7 |  | m³/s | 1 |  |  | M09 | Moderate |  | Existing
Storages | System | Dzevruli Reservoir | Natural Inflow | 1 |  | m³/s | 1 |  |  | M10 | Dry |  | Existing
Storages | System | Dzevruli Reservoir | Natural Inflow | 5,3 |  | m³/s | 1 |  |  | M10 | Flood |  | Existing
Storages | System | Dzevruli Reservoir | Natural Inflow | 0,1 |  | m³/s | 1 |  |  | M10 | Moderate |  | Existing
Storages | System | Dzevruli Reservoir | Natural Inflow | 2 |  | m³/s | 1 |  |  | M11 | Dry |  | Existing
Storages | System | Dzevruli Reservoir | Natural Inflow | 1,4 |  | m³/s | 1 |  |  | M11 | Flood |  | Existing
Storages | System | Dzevruli Reservoir | Natural Inflow | 1,2 |  | m³/s | 1 |  |  | M11 | Moderate |  | Existing
Storages | System | Dzevruli Reservoir | Natural Inflow | 3 |  | m³/s | 1 |  |  | M12 | Dry |  | Existing
Storages | System | Dzevruli Reservoir | Natural Inflow | 8,3 |  | m³/s | 1 |  |  | M12 | Flood |  | Existing
Storages | System | Dzevruli Reservoir | Natural Inflow | 4,9 |  | m³/s | 1 |  |  | M12 | Moderate |  | Existing
Storages | System | Dzevruli Reservoir | Recycle Penalty | 1000 |  | $/1000 m³ | 1 | [5 empty] | Existing
Storages | System | Dzevruli Reservoir | Max Spill | 1e+30 |  | m³/s | 1 | [5 empty] | Existing
Storages | System | Enguri reservoir | End Effects Method | Recycle |  | - | 1 | [5 empty] | Existing
Storages | System | Enguri reservoir | Decomposition Method | Targets |  | - | 1 | [5 empty] | Existing
Storages | System | Enguri reservoir | Spill Penalty | 10000 |  | $/1000 m³ | 1 | [5 empty] | Existing
Storages | System | Enguri reservoir | Max Volume | 7625754227 |  | 1000 m³ | 1 | [5 empty] | Existing
Storages | System | Enguri reservoir | Initial Volume | 345500 |  | 1000 m³ | 1 | [5 empty] | Existing
Storages | System | Enguri reservoir | Min Volume | 0 |  | 1000 m³ | 1 | [5 empty] | Existing
Storages | System | Enguri reservoir | Natural Inflow | 30 |  | m³/s | 1 |  |  | M01 | Dry |  | Existing
Storages | System | Enguri reservoir | Natural Inflow | 17 |  | m³/s | 1 |  |  | M01 | Flood |  | Existing
Storages | System | Enguri reservoir | Natural Inflow | 39,9 |  | m³/s | 1 |  |  | M01 | Moderate |  | Existing
Storages | System | Enguri reservoir | Natural Inflow | 28 |  | m³/s | 1 |  |  | M02 | Dry |  | Existing
Storages | System | Enguri reservoir | Natural Inflow | 19,6 |  | m³/s | 1 |  |  | M02 | Flood |  | Existing
Storages | System | Enguri reservoir | Natural Inflow | 36,5 |  | m³/s | 1 |  |  | M02 | Moderate |  | Existing
Storages | System | Enguri reservoir | Natural Inflow | 39 |  | m³/s | 1 |  |  | M03 | Dry |  | Existing
Storages | System | Enguri reservoir | Natural Inflow | 44,6 |  | m³/s | 1 |  |  | M03 | Flood |  | Existing
Storages | System | Enguri reservoir | Natural Inflow | 111,4 |  | m³/s | 1 |  |  | M03 | Moderate |  | Existing
Storages | System | Enguri reservoir | Natural Inflow | 107 |  | m³/s | 1 |  |  | M04 | Dry |  | Existing
Storages | System | Enguri reservoir | Natural Inflow | 124,1 |  | m³/s | 1 |  |  | M04 | Flood |  | Existing
Storages | System | Enguri reservoir | Natural Inflow | 186,9 |  | m³/s | 1 |  |  | M04 | Moderate |  | Existing
Storages | System | Enguri reservoir | Natural Inflow | 290 |  | m³/s | 1 |  |  | M05 | Dry |  | Existing
Storages | System | Enguri reservoir | Natural Inflow | 340,7 |  | m³/s | 1 |  |  | M05 | Flood |  | Existing
Storages | System | Enguri reservoir | Natural Inflow | 353,6 |  | m³/s | 1 |  |  | M05 | Moderate |  | Existing
Storages | System | Enguri reservoir | Natural Inflow | 370 |  | m³/s | 1 |  |  | M06 | Dry |  | Existing
Storages | System | Enguri reservoir | Natural Inflow | 426,5 |  | m³/s | 1 |  |  | M06 | Flood |  | Existing
Storages | System | Enguri reservoir | Natural Inflow | 320 |  | m³/s | 1 |  |  | M06 | Moderate |  | Existing
Storages | System | Enguri reservoir | Natural Inflow | 262 |  | m³/s | 1 |  |  | M07 | Dry |  | Existing
Storages | System | Enguri reservoir | Natural Inflow | 371 |  | m³/s | 1 |  |  | M07 | Flood |  | Existing
Storages | System | Enguri reservoir | Natural Inflow | 310,3 |  | m³/s | 1 |  |  | M07 | Moderate |  | Existing
Storages | System | Enguri reservoir | Natural Inflow | 165 |  | m³/s | 1 |  |  | M08 | Dry |  | Existing
Storages | System | Enguri reservoir | Natural Inflow | 234,8 |  | m³/s | 1 |  |  | M08 | Flood |  | Existing
Storages | System | Enguri reservoir | Natural Inflow | 169 |  | m³/s | 1 |  |  | M08 | Moderate |  | Existing
Storages | System | Enguri reservoir | Natural Inflow | 76 |  | m³/s | 1 |  |  | M09 | Dry |  | Existing
Storages | System | Enguri reservoir | Natural Inflow | 167,3 |  | m³/s | 1 |  |  | M09 | Flood |  | Existing
Storages | System | Enguri reservoir | Natural Inflow | 102 |  | m³/s | 1 |  |  | M09 | Moderate |  | Existing
Storages | System | Enguri reservoir | Natural Inflow | 63 |  | m³/s | 1 |  |  | M10 | Dry |  | Existing
Storages | System | Enguri reservoir | Natural Inflow | 74,4 |  | m³/s | 1 |  |  | M10 | Flood |  | Existing
Storages | System | Enguri reservoir | Natural Inflow | 68,4 |  | m³/s | 1 |  |  | M10 | Moderate |  | Existing
Storages | System | Enguri reservoir | Natural Inflow | 27 |  | m³/s | 1 |  |  | M11 | Dry |  | Existing
Storages | System | Enguri reservoir | Natural Inflow | 71,5 |  | m³/s | 1 |  |  | M11 | Flood |  | Existing
Storages | System | Enguri reservoir | Natural Inflow | 46,5 |  | m³/s | 1 |  |  | M11 | Moderate |  | Existing
Storages | System | Enguri reservoir | Natural Inflow | 22 |  | m³/s | 1 |  |  | M12 | Dry |  | Existing
Storages | System | Enguri reservoir | Natural Inflow | 56,8 |  | m³/s | 1 |  |  | M12 | Flood |  | Existing
Storages | System | Enguri reservoir | Natural Inflow | 45,8 |  | m³/s | 1 |  |  | M12 | Moderate |  | Existing
Storages | System | Enguri reservoir | Natural Inflow | 30,2 |  | m³/s | 1 |  | 2026-10-01 | M01 | Khudoni H-1 |  | Existing
Storages | System | Enguri reservoir | Natural Inflow | 39,9 |  | m³/s | 1 |  | 2026-10-01 | M01 | Khudoni H-2 |  | Existing
Storages | System | Enguri reservoir | Natural Inflow | 17 |  | m³/s | 1 |  | 2026-10-01 | M01 | Khudoni H-3 |  | Existing
Storages | System | Enguri reservoir | Natural Inflow | 46 |  | m³/s | 1 |  | 2026-10-01 | M01 | Khudoni+Nenskra H-1 |  | Existing
Storages | System | Enguri reservoir | Natural Inflow | 55,7 |  | m³/s | 1 |  | 2026-10-01 | M01 | Khudoni+Nenskra H-2 |  | Existing
Storages | System | Enguri reservoir | Natural Inflow | 32,8 |  | m³/s | 1 |  | 2026-10-01 | M01 | Khudoni+Nenskra H-3 |  | Existing
Storages | System | Enguri reservoir | Natural Inflow | 28,2 |  | m³/s | 1 |  | 2026-10-01 | M02 | Khudoni H-1 |  | Existing
Storages | System | Enguri reservoir | Natural Inflow | 36,5 |  | m³/s | 1 |  | 2026-10-01 | M02 | Khudoni H-2 |  | Existing
Storages | System | Enguri reservoir | Natural Inflow | 19,6 |  | m³/s | 1 |  | 2026-10-01 | M02 | Khudoni H-3 |  | Existing
Storages | System | Enguri reservoir | Natural Inflow | 40,9 |  | m³/s | 1 |  | 2026-10-01 | M02 | Khudoni+Nenskra H-1 |  | Existing
Storages | System | Enguri reservoir | Natural Inflow | 49,2 |  | m³/s | 1 |  | 2026-10-01 | M02 | Khudoni+Nenskra H-2 |  | Existing
Storages | System | Enguri reservoir | Natural Inflow | 32,3 |  | m³/s | 1 |  | 2026-10-01 | M02 | Khudoni+Nenskra H-3 |  | Existing
Storages | System | Enguri reservoir | Natural Inflow | 39 |  | m³/s | 1 |  | 2026-10-01 | M03 | Khudoni H-1 |  | Existing
Storages | System | Enguri reservoir | Natural Inflow | 111,4 |  | m³/s | 1 |  | 2026-10-01 | M03 | Khudoni H-2 |  | Existing
Storages | System | Enguri reservoir | Natural Inflow | 44,6 |  | m³/s | 1 |  | 2026-10-01 | M03 | Khudoni H-3 |  | Existing
Storages | System | Enguri reservoir | Natural Inflow | 45,1 |  | m³/s | 1 |  | 2026-10-01 | M03 | Khudoni+Nenskra H-1 |  | Existing
Storages | System | Enguri reservoir | Natural Inflow | 117,5 |  | m³/s | 1 |  | 2026-10-01 | M03 | Khudoni+Nenskra H-2 |  | Existing
Storages | System | Enguri reservoir | Natural Inflow | 50,7 |  | m³/s | 1 |  | 2026-10-01 | M03 | Khudoni+Nenskra H-3 |  | Existing
Storages | System | Enguri reservoir | Natural Inflow | 106,6 |  | m³/s | 1 |  | 2026-10-01 | M04 | Khudoni H-1 |  | Existing
Storages | System | Enguri reservoir | Natural Inflow | 186,9 |  | m³/s | 1 |  | 2026-10-01 | M04 | Khudoni H-2 |  | Existing
Storages | System | Enguri reservoir | Natural Inflow | 124,1 |  | m³/s | 1 |  | 2026-10-01 | M04 | Khudoni H-3 |  | Existing
Storages | System | Enguri reservoir | Natural Inflow | 102,5 |  | m³/s | 1 |  | 2026-10-01 | M04 | Khudoni+Nenskra H-1 |  | Existing
Storages | System | Enguri reservoir | Natural Inflow | 182,8 |  | m³/s | 1 |  | 2026-10-01 | M04 | Khudoni+Nenskra H-2 |  | Existing
Storages | System | Enguri reservoir | Natural Inflow | 120 |  | m³/s | 1 |  | 2026-10-01 | M04 | Khudoni+Nenskra H-3 |  | Existing
Storages | System | Enguri reservoir | Natural Inflow | 289,6 |  | m³/s | 1 |  | 2026-10-01 | M05 | Khudoni H-1 |  | Existing
Storages | System | Enguri reservoir | Natural Inflow | 353,6 |  | m³/s | 1 |  | 2026-10-01 | M05 | Khudoni H-2 |  | Existing
Storages | System | Enguri reservoir | Natural Inflow | 340,7 |  | m³/s | 1 |  | 2026-10-01 | M05 | Khudoni H-3 |  | Existing
Storages | System | Enguri reservoir | Natural Inflow | 233,9 |  | m³/s | 1 |  | 2026-10-01 | M05 | Khudoni+Nenskra H-1 |  | Existing
Storages | System | Enguri reservoir | Natural Inflow | 297,9 |  | m³/s | 1 |  | 2026-10-01 | M05 | Khudoni+Nenskra H-2 |  | Existing
Storages | System | Enguri reservoir | Natural Inflow | 285 |  | m³/s | 1 |  | 2026-10-01 | M05 | Khudoni+Nenskra H-3 |  | Existing
Storages | System | Enguri reservoir | Natural Inflow | 370 |  | m³/s | 1 |  | 2026-10-01 | M06 | Khudoni H-1 |  | Existing
Storages | System | Enguri reservoir | Natural Inflow | 320 |  | m³/s | 1 |  | 2026-10-01 | M06 | Khudoni H-2 |  | Existing
Storages | System | Enguri reservoir | Natural Inflow | 426,5 |  | m³/s | 1 |  | 2026-10-01 | M06 | Khudoni H-3 |  | Existing
Storages | System | Enguri reservoir | Natural Inflow | 339,5 |  | m³/s | 1 |  | 2026-10-01 | M06 | Khudoni+Nenskra H-1 |  | Existing
Storages | System | Enguri reservoir | Natural Inflow | 289,5 |  | m³/s | 1 |  | 2026-10-01 | M06 | Khudoni+Nenskra H-2 |  | Existing
Storages | System | Enguri reservoir | Natural Inflow | 396 |  | m³/s | 1 |  | 2026-10-01 | M06 | Khudoni+Nenskra H-3 |  | Existing
Storages | System | Enguri reservoir | Natural Inflow | 261,75 |  | m³/s | 1 |  | 2026-10-01 | M07 | Khudoni H-1 |  | Existing
Storages | System | Enguri reservoir | Natural Inflow | 310,3 |  | m³/s | 1 |  | 2026-10-01 | M07 | Khudoni H-2 |  | Existing
Storages | System | Enguri reservoir | Natural Inflow | 371 |  | m³/s | 1 |  | 2026-10-01 | M07 | Khudoni H-3 |  | Existing
Storages | System | Enguri reservoir | Natural Inflow | 256,25 |  | m³/s | 1 |  | 2026-10-01 | M07 | Khudoni+Nenskra H-1 |  | Existing
Storages | System | Enguri reservoir | Natural Inflow | 304,8 |  | m³/s | 1 |  | 2026-10-01 | M07 | Khudoni+Nenskra H-2 |  | Existing
Storages | System | Enguri reservoir | Natural Inflow | 365,5 |  | m³/s | 1 |  | 2026-10-01 | M07 | Khudoni+Nenskra H-3 |  | Existing
Storages | System | Enguri reservoir | Natural Inflow | 164,6 |  | m³/s | 1 |  | 2026-10-01 | M08 | Khudoni H-1 |  | Existing
Storages | System | Enguri reservoir | Natural Inflow | 169 |  | m³/s | 1 |  | 2026-10-01 | M08 | Khudoni H-2 |  | Existing
Storages | System | Enguri reservoir | Natural Inflow | 234,8 |  | m³/s | 1 |  | 2026-10-01 | M08 | Khudoni H-3 |  | Existing
Storages | System | Enguri reservoir | Natural Inflow | 163,7 |  | m³/s | 1 |  | 2026-10-01 | M08 | Khudoni+Nenskra H-1 |  | Existing
Storages | System | Enguri reservoir | Natural Inflow | 168,1 |  | m³/s | 1 |  | 2026-10-01 | M08 | Khudoni+Nenskra H-2 |  | Existing
Storages | System | Enguri reservoir | Natural Inflow | 233,9 |  | m³/s | 1 |  | 2026-10-01 | M08 | Khudoni+Nenskra H-3 |  | Existing
Storages | System | Enguri reservoir | Natural Inflow | 76,1 |  | m³/s | 1 |  | 2026-10-01 | M09 | Khudoni H-1 |  | Existing
Storages | System | Enguri reservoir | Natural Inflow | 102 |  | m³/s | 1 |  | 2026-10-01 | M09 | Khudoni H-2 |  | Existing
Storages | System | Enguri reservoir | Natural Inflow | 167,3 |  | m³/s | 1 |  | 2026-10-01 | M09 | Khudoni H-3 |  | Existing
Storages | System | Enguri reservoir | Natural Inflow | 83,2 |  | m³/s | 1 |  | 2026-10-01 | M09 | Khudoni+Nenskra H-1 |  | Existing
Storages | System | Enguri reservoir | Natural Inflow | 109,1 |  | m³/s | 1 |  | 2026-10-01 | M09 | Khudoni+Nenskra H-2 |  | Existing
Storages | System | Enguri reservoir | Natural Inflow | 174,4 |  | m³/s | 1 |  | 2026-10-01 | M09 | Khudoni+Nenskra H-3 |  | Existing
Storages | System | Enguri reservoir | Natural Inflow | 63,2 |  | m³/s | 1 |  | 2026-10-01 | M10 | Khudoni H-1 |  | Existing
Storages | System | Enguri reservoir | Natural Inflow | 68,4 |  | m³/s | 1 |  | 2026-10-01 | M10 | Khudoni H-2 |  | Existing
Storages | System | Enguri reservoir | Natural Inflow | 74,4 |  | m³/s | 1 |  | 2026-10-01 | M10 | Khudoni H-3 |  | Existing
Storages | System | Enguri reservoir | Natural Inflow | 76,2 |  | m³/s | 1 |  | 2026-10-01 | M10 | Khudoni+Nenskra H-1 |  | Existing
Storages | System | Enguri reservoir | Natural Inflow | 81,4 |  | m³/s | 1 |  | 2026-10-01 | M10 | Khudoni+Nenskra H-2 |  | Existing
Storages | System | Enguri reservoir | Natural Inflow | 87,4 |  | m³/s | 1 |  | 2026-10-01 | M10 | Khudoni+Nenskra H-3 |  | Existing
Storages | System | Enguri reservoir | Natural Inflow | 26,8 |  | m³/s | 1 |  | 2026-10-01 | M11 | Khudoni H-1 |  | Existing
Storages | System | Enguri reservoir | Natural Inflow | 46,5 |  | m³/s | 1 |  | 2026-10-01 | M11 | Khudoni H-2 |  | Existing
Storages | System | Enguri reservoir | Natural Inflow | 71,5 |  | m³/s | 1 |  | 2026-10-01 | M11 | Khudoni H-3 |  | Existing
Storages | System | Enguri reservoir | Natural Inflow | 47 |  | m³/s | 1 |  | 2026-10-01 | M11 | Khudoni+Nenskra H-1 |  | Existing
Storages | System | Enguri reservoir | Natural Inflow | 66,7 |  | m³/s | 1 |  | 2026-10-01 | M11 | Khudoni+Nenskra H-2 |  | Existing
Storages | System | Enguri reservoir | Natural Inflow | 91,7 |  | m³/s | 1 |  | 2026-10-01 | M11 | Khudoni+Nenskra H-3 |  | Existing
Storages | System | Enguri reservoir | Natural Inflow | 21,6 |  | m³/s | 1 |  | 2026-10-01 | M12 | Khudoni H-1 |  | Existing
Storages | System | Enguri reservoir | Natural Inflow | 45,8 |  | m³/s | 1 |  | 2026-10-01 | M12 | Khudoni H-2 |  | Existing
Storages | System | Enguri reservoir | Natural Inflow | 56,8 |  | m³/s | 1 |  | 2026-10-01 | M12 | Khudoni H-3 |  | Existing
Storages | System | Enguri reservoir | Natural Inflow | 44,5 |  | m³/s | 1 |  | 2026-10-01 | M12 | Khudoni+Nenskra H-1 |  | Existing
Storages | System | Enguri reservoir | Natural Inflow | 68,7 |  | m³/s | 1 |  | 2026-10-01 | M12 | Khudoni+Nenskra H-2 |  | Existing
Storages | System | Enguri reservoir | Natural Inflow | 79,7 |  | m³/s | 1 |  | 2026-10-01 | M12 | Khudoni+Nenskra H-3 |  | Existing
Storages | System | Enguri reservoir | Natural Inflow | 51,7 |  | m³/s | 1 | 2026-10-01 |  | M01 | Khudoni H-1 |  | Existing
Storages | System | Enguri reservoir | Natural Inflow | 61,4 |  | m³/s | 1 | 2026-10-01 |  | M01 | Khudoni H-2 |  | Existing
Storages | System | Enguri reservoir | Natural Inflow | 38,5 |  | m³/s | 1 | 2026-10-01 |  | M01 | Khudoni H-3 |  | Existing
Storages | System | Enguri reservoir | Natural Inflow | 30,2 |  | m³/s | 1 | 2026-10-01 |  | M01 | Khudoni+Nenskra H-1 |  | Existing
Storages | System | Enguri reservoir | Natural Inflow | 39,9 |  | m³/s | 1 | 2026-10-01 |  | M01 | Khudoni+Nenskra H-2 |  | Existing
Storages | System | Enguri reservoir | Natural Inflow | 17 |  | m³/s | 1 | 2026-10-01 |  | M01 | Khudoni+Nenskra H-3 |  | Existing
Storages | System | Enguri reservoir | Natural Inflow | 49,3 |  | m³/s | 1 | 2026-10-01 |  | M02 | Khudoni H-1 |  | Existing
Storages | System | Enguri reservoir | Natural Inflow | 57,6 |  | m³/s | 1 | 2026-10-01 |  | M02 | Khudoni H-2 |  | Existing
Storages | System | Enguri reservoir | Natural Inflow | 40,7 |  | m³/s | 1 | 2026-10-01 |  | M02 | Khudoni H-3 |  | Existing
Storages | System | Enguri reservoir | Natural Inflow | 28,2 |  | m³/s | 1 | 2026-10-01 |  | M02 | Khudoni+Nenskra H-1 |  | Existing
Storages | System | Enguri reservoir | Natural Inflow | 36,5 |  | m³/s | 1 | 2026-10-01 |  | M02 | Khudoni+Nenskra H-2 |  | Existing
Storages | System | Enguri reservoir | Natural Inflow | 19,6 |  | m³/s | 1 | 2026-10-01 |  | M02 | Khudoni+Nenskra H-3 |  | Existing
Storages | System | Enguri reservoir | Natural Inflow | 61,3 |  | m³/s | 1 | 2026-10-01 |  | M03 | Khudoni H-1 |  | Existing
Storages | System | Enguri reservoir | Natural Inflow | 133,7 |  | m³/s | 1 | 2026-10-01 |  | M03 | Khudoni H-2 |  | Existing
Storages | System | Enguri reservoir | Natural Inflow | 66,9 |  | m³/s | 1 | 2026-10-01 |  | M03 | Khudoni H-3 |  | Existing
Storages | System | Enguri reservoir | Natural Inflow | 39 |  | m³/s | 1 | 2026-10-01 |  | M03 | Khudoni+Nenskra H-1 |  | Existing
Storages | System | Enguri reservoir | Natural Inflow | 111,4 |  | m³/s | 1 | 2026-10-01 |  | M03 | Khudoni+Nenskra H-2 |  | Existing
Storages | System | Enguri reservoir | Natural Inflow | 44,6 |  | m³/s | 1 | 2026-10-01 |  | M03 | Khudoni+Nenskra H-3 |  | Existing
Storages | System | Enguri reservoir | Natural Inflow | 111,9 |  | m³/s | 1 | 2026-10-01 |  | M04 | Khudoni H-1 |  | Existing
Storages | System | Enguri reservoir | Natural Inflow | 192,2 |  | m³/s | 1 | 2026-10-01 |  | M04 | Khudoni H-2 |  | Existing
Storages | System | Enguri reservoir | Natural Inflow | 129,4 |  | m³/s | 1 | 2026-10-01 |  | M04 | Khudoni H-3 |  | Existing
Storages | System | Enguri reservoir | Natural Inflow | 106,6 |  | m³/s | 1 | 2026-10-01 |  | M04 | Khudoni+Nenskra H-1 |  | Existing
Storages | System | Enguri reservoir | Natural Inflow | 186,9 |  | m³/s | 1 | 2026-10-01 |  | M04 | Khudoni+Nenskra H-2 |  | Existing
Storages | System | Enguri reservoir | Natural Inflow | 124,1 |  | m³/s | 1 | 2026-10-01 |  | M04 | Khudoni+Nenskra H-3 |  | Existing
Storages | System | Enguri reservoir | Natural Inflow | 238,7 |  | m³/s | 1 | 2026-10-01 |  | M05 | Khudoni H-1 |  | Existing
Storages | System | Enguri reservoir | Natural Inflow | 302,7 |  | m³/s | 1 | 2026-10-01 |  | M05 | Khudoni H-2 |  | Existing
Storages | System | Enguri reservoir | Natural Inflow | 289,8 |  | m³/s | 1 | 2026-10-01 |  | M05 | Khudoni H-3 |  | Existing
Storages | System | Enguri reservoir | Natural Inflow | 289,6 |  | m³/s | 1 | 2026-10-01 |  | M05 | Khudoni+Nenskra H-1 |  | Existing
Storages | System | Enguri reservoir | Natural Inflow | 353,6 |  | m³/s | 1 | 2026-10-01 |  | M05 | Khudoni+Nenskra H-2 |  | Existing
Storages | System | Enguri reservoir | Natural Inflow | 340,7 |  | m³/s | 1 | 2026-10-01 |  | M05 | Khudoni+Nenskra H-3 |  | Existing
Storages | System | Enguri reservoir | Natural Inflow | 326,5 |  | m³/s | 1 | 2026-10-01 |  | M06 | Khudoni H-1 |  | Existing
Storages | System | Enguri reservoir | Natural Inflow | 276,5 |  | m³/s | 1 | 2026-10-01 |  | M06 | Khudoni H-2 |  | Existing
Storages | System | Enguri reservoir | Natural Inflow | 383 |  | m³/s | 1 | 2026-10-01 |  | M06 | Khudoni H-3 |  | Existing
Storages | System | Enguri reservoir | Natural Inflow | 370 |  | m³/s | 1 | 2026-10-01 |  | M06 | Khudoni+Nenskra H-1 |  | Existing
Storages | System | Enguri reservoir | Natural Inflow | 320 |  | m³/s | 1 | 2026-10-01 |  | M06 | Khudoni+Nenskra H-2 |  | Existing
Storages | System | Enguri reservoir | Natural Inflow | 426,5 |  | m³/s | 1 | 2026-10-01 |  | M06 | Khudoni+Nenskra H-3 |  | Existing
Storages | System | Enguri reservoir | Natural Inflow | 232,45 |  | m³/s | 1 | 2026-10-01 |  | M07 | Khudoni H-1 |  | Existing
Storages | System | Enguri reservoir | Natural Inflow | 281 |  | m³/s | 1 | 2026-10-01 |  | M07 | Khudoni H-2 |  | Existing
Storages | System | Enguri reservoir | Natural Inflow | 341,7 |  | m³/s | 1 | 2026-10-01 |  | M07 | Khudoni H-3 |  | Existing
Storages | System | Enguri reservoir | Natural Inflow | 261,75 |  | m³/s | 1 | 2026-10-01 |  | M07 | Khudoni+Nenskra H-1 |  | Existing
Storages | System | Enguri reservoir | Natural Inflow | 310,3 |  | m³/s | 1 | 2026-10-01 |  | M07 | Khudoni+Nenskra H-2 |  | Existing
Storages | System | Enguri reservoir | Natural Inflow | 371 |  | m³/s | 1 | 2026-10-01 |  | M07 | Khudoni+Nenskra H-3 |  | Existing
Storages | System | Enguri reservoir | Natural Inflow | 154,6 |  | m³/s | 1 | 2026-10-01 |  | M08 | Khudoni H-1 |  | Existing
Storages | System | Enguri reservoir | Natural Inflow | 159 |  | m³/s | 1 | 2026-10-01 |  | M08 | Khudoni H-2 |  | Existing
Storages | System | Enguri reservoir | Natural Inflow | 224,8 |  | m³/s | 1 | 2026-10-01 |  | M08 | Khudoni H-3 |  | Existing
Storages | System | Enguri reservoir | Natural Inflow | 164,6 |  | m³/s | 1 | 2026-10-01 |  | M08 | Khudoni+Nenskra H-1 |  | Existing
Storages | System | Enguri reservoir | Natural Inflow | 169 |  | m³/s | 1 | 2026-10-01 |  | M08 | Khudoni+Nenskra H-2 |  | Existing
Storages | System | Enguri reservoir | Natural Inflow | 234,8 |  | m³/s | 1 | 2026-10-01 |  | M08 | Khudoni+Nenskra H-3 |  | Existing
Storages | System | Enguri reservoir | Natural Inflow | 84,5 |  | m³/s | 1 | 2026-10-01 |  | M09 | Khudoni H-1 |  | Existing
Storages | System | Enguri reservoir | Natural Inflow | 110,4 |  | m³/s | 1 | 2026-10-01 |  | M09 | Khudoni H-2 |  | Existing
Storages | System | Enguri reservoir | Natural Inflow | 175,7 |  | m³/s | 1 | 2026-10-01 |  | M09 | Khudoni H-3 |  | Existing
Storages | System | Enguri reservoir | Natural Inflow | 76,1 |  | m³/s | 1 | 2026-10-01 |  | M09 | Khudoni+Nenskra H-1 |  | Existing
Storages | System | Enguri reservoir | Natural Inflow | 102 |  | m³/s | 1 | 2026-10-01 |  | M09 | Khudoni+Nenskra H-2 |  | Existing
Storages | System | Enguri reservoir | Natural Inflow | 167,3 |  | m³/s | 1 | 2026-10-01 |  | M09 | Khudoni+Nenskra H-3 |  | Existing
Storages | System | Enguri reservoir | Natural Inflow | 76 |  | m³/s | 1 | 2026-10-01 |  | M10 | Khudoni H-1 |  | Existing
Storages | System | Enguri reservoir | Natural Inflow | 81,2 |  | m³/s | 1 | 2026-10-01 |  | M10 | Khudoni H-2 |  | Existing
Storages | System | Enguri reservoir | Natural Inflow | 87,2 |  | m³/s | 1 | 2026-10-01 |  | M10 | Khudoni H-3 |  | Existing
Storages | System | Enguri reservoir | Natural Inflow | 63,2 |  | m³/s | 1 | 2026-10-01 |  | M10 | Khudoni+Nenskra H-1 |  | Existing
Storages | System | Enguri reservoir | Natural Inflow | 68,4 |  | m³/s | 1 | 2026-10-01 |  | M10 | Khudoni+Nenskra H-2 |  | Existing
Storages | System | Enguri reservoir | Natural Inflow | 74,4 |  | m³/s | 1 | 2026-10-01 |  | M10 | Khudoni+Nenskra H-3 |  | Existing
Storages | System | Enguri reservoir | Natural Inflow | 47 |  | m³/s | 1 | 2026-10-01 |  | M11 | Khudoni H-1 |  | Existing
Storages | System | Enguri reservoir | Natural Inflow | 66,7 |  | m³/s | 1 | 2026-10-01 |  | M11 | Khudoni H-2 |  | Existing
Storages | System | Enguri reservoir | Natural Inflow | 91,7 |  | m³/s | 1 | 2026-10-01 |  | M11 | Khudoni H-3 |  | Existing
Storages | System | Enguri reservoir | Natural Inflow | 26,8 |  | m³/s | 1 | 2026-10-01 |  | M11 | Khudoni+Nenskra H-1 |  | Existing
Storages | System | Enguri reservoir | Natural Inflow | 46,5 |  | m³/s | 1 | 2026-10-01 |  | M11 | Khudoni+Nenskra H-2 |  | Existing
Storages | System | Enguri reservoir | Natural Inflow | 71,5 |  | m³/s | 1 | 2026-10-01 |  | M11 | Khudoni+Nenskra H-3 |  | Existing
Storages | System | Enguri reservoir | Natural Inflow | 45,5 |  | m³/s | 1 | 2026-10-01 |  | M12 | Khudoni H-1 |  | Existing
Storages | System | Enguri reservoir | Natural Inflow | 69,7 |  | m³/s | 1 | 2026-10-01 |  | M12 | Khudoni H-2 |  | Existing
Storages | System | Enguri reservoir | Natural Inflow | 80,7 |  | m³/s | 1 | 2026-10-01 |  | M12 | Khudoni H-3 |  | Existing
Storages | System | Enguri reservoir | Natural Inflow | 21,6 |  | m³/s | 1 | 2026-10-01 |  | M12 | Khudoni+Nenskra H-1 |  | Existing
Storages | System | Enguri reservoir | Natural Inflow | 45,8 |  | m³/s | 1 | 2026-10-01 |  | M12 | Khudoni+Nenskra H-2 |  | Existing
Storages | System | Enguri reservoir | Natural Inflow | 56,8 |  | m³/s | 1 | 2026-10-01 |  | M12 | Khudoni+Nenskra H-3 |  | Existing
Storages | System | Enguri reservoir | Recycle Penalty | 1000 |  | $/1000 m³ | 1 | [5 empty] | Existing
Storages | System | Enguri reservoir | Max Spill | 1e+30 |  | m³/s | 1 | [5 empty] | Existing
Storages | System | Gumati 1 | End Effects Method | Recycle |  | - | 1 | [5 empty] | Existing
Storages | System | Gumati 1 | Decomposition Method | Targets |  | - | 1 | [5 empty] | Existing
Storages | System | Gumati 1 | Spill Penalty | 10000 |  | $/1000 m³ | 1 | [5 empty] | Existing
Storages | System | Gumati 1 | Max Volume | 1200 |  | 1000 m³ | 1 | [5 empty] | Existing
Storages | System | Gumati 1 | Initial Volume | 750 |  | 1000 m³ | 1 | [5 empty] | Existing
Storages | System | Gumati 1 | Min Volume | 0 |  | 1000 m³ | 1 | [5 empty] | Existing
Storages | System | Gumati 1 | Natural Inflow | 50 |  | m³/s | 1 |  |  | M1 | Dry |  | Existing
Storages | System | Gumati 1 | Natural Inflow | 76,6 |  | m³/s | 1 |  |  | M1 | Flood |  | Existing
Storages | System | Gumati 1 | Natural Inflow | 145,7 |  | m³/s | 1 |  |  | M1 | Moderate |  | Existing
Storages | System | Gumati 1 | Natural Inflow | 417313 |  | m³/s | 1 |  |  | M1 | Namakvani H-1 |  | Existing
Storages | System | Gumati 1 | Natural Inflow | 1385074 |  | m³/s | 1 |  |  | M1 | Namakvani H-2 |  | Existing
Storages | System | Gumati 1 | Natural Inflow | 70473 |  | m³/s | 1 |  |  | M1 | Namakvani H-3 |  | Existing
Storages | System | Gumati 1 | Natural Inflow | 53 |  | m³/s | 1 |  |  | M10 | Dry |  | Existing
Storages | System | Gumati 1 | Natural Inflow | 91,4 |  | m³/s | 1 |  |  | M10 | Flood |  | Existing
Storages | System | Gumati 1 | Natural Inflow | 68,8 |  | m³/s | 1 |  |  | M10 | Moderate |  | Existing
Storages | System | Gumati 1 | Natural Inflow | 43884 |  | m³/s | 1 |  |  | M10 | Namakvani H-1 |  | Existing
Storages | System | Gumati 1 | Natural Inflow | 606816 |  | m³/s | 1 |  |  | M10 | Namakvani H-2 |  | Existing
Storages | System | Gumati 1 | Natural Inflow | 84088 |  | m³/s | 1 |  |  | M10 | Namakvani H-3 |  | Existing
Storages | System | Gumati 1 | Natural Inflow | 39 |  | m³/s | 1 |  |  | M11 | Dry |  | Existing
Storages | System | Gumati 1 | Natural Inflow | 90,6 |  | m³/s | 1 |  |  | M11 | Flood |  | Existing
Storages | System | Gumati 1 | Natural Inflow | 71,7 |  | m³/s | 1 |  |  | M11 | Moderate |  | Existing
Storages | System | Gumati 1 | Natural Inflow | 33393 |  | m³/s | 1 |  |  | M11 | Namakvani H-1 |  | Existing
Storages | System | Gumati 1 | Natural Inflow | 633394 |  | m³/s | 1 |  |  | M11 | Namakvani H-2 |  | Existing
Storages | System | Gumati 1 | Natural Inflow | 83353 |  | m³/s | 1 |  |  | M11 | Namakvani H-3 |  | Existing
Storages | System | Gumati 1 | Natural Inflow | 39 |  | m³/s | 1 |  |  | M12 | Dry |  | Existing
Storages | System | Gumati 1 | Natural Inflow | 133 |  | m³/s | 1 |  |  | M12 | Flood |  | Existing
Storages | System | Gumati 1 | Natural Inflow | 87,7 |  | m³/s | 1 |  |  | M12 | Moderate |  | Existing
Storages | System | Gumati 1 | Natural Inflow | 333093 |  | m³/s | 1 |  |  | M12 | Namakvani H-1 |  | Existing
Storages | System | Gumati 1 | Natural Inflow | 773514 |  | m³/s | 1 |  |  | M12 | Namakvani H-2 |  | Existing
Storages | System | Gumati 1 | Natural Inflow | 113,16 |  | m³/s | 1 |  |  | M12 | Namakvani H-3 |  | Existing
Storages | System | Gumati 1 | Natural Inflow | 54 |  | m³/s | 1 |  |  | M2 | Dry |  | Existing
Storages | System | Gumati 1 | Natural Inflow | 61 |  | m³/s | 1 |  |  | M2 | Flood |  | Existing
Storages | System | Gumati 1 | Natural Inflow | 89,4 |  | m³/s | 1 |  |  | M2 | Moderate |  | Existing
Storages | System | Gumati 1 | Natural Inflow | 448776 |  | m³/s | 1 |  |  | M2 | Namakvani H-1 |  | Existing
Storages | System | Gumati 1 | Natural Inflow | 788508 |  | m³/s | 1 |  |  | M2 | Namakvani H-2 |  | Existing
Storages | System | Gumati 1 | Natural Inflow | 56,13 |  | m³/s | 1 |  |  | M2 | Namakvani H-3 |  | Existing
Storages | System | Gumati 1 | Natural Inflow | 84 |  | m³/s | 1 |  |  | M3 | Dry |  | Existing
Storages | System | Gumati 1 | Natural Inflow | 105 |  | m³/s | 1 |  |  | M3 | Flood |  | Existing
Storages | System | Gumati 1 | Natural Inflow | 173,3 |  | m³/s | 1 |  |  | M3 | Moderate |  | Existing
Storages | System | Gumati 1 | Natural Inflow | 685584 |  | m³/s | 1 |  |  | M3 | Namakvani H-1 |  | Existing
Storages | System | Gumati 1 | Natural Inflow | 1518804 |  | m³/s | 1 |  |  | M3 | Namakvani H-2 |  | Existing
Storages | System | Gumati 1 | Natural Inflow | 96,6 |  | m³/s | 1 |  |  | M3 | Namakvani H-3 |  | Existing
Storages | System | Gumati 1 | Natural Inflow | 157 |  | m³/s | 1 |  |  | M4 | Dry |  | Existing
Storages | System | Gumati 1 | Natural Inflow | 163,8 |  | m³/s | 1 |  |  | M4 | Flood |  | Existing
Storages | System | Gumati 1 | Natural Inflow | 191,4 |  | m³/s | 1 |  |  | M4 | Moderate |  | Existing
Storages | System | Gumati 1 | Natural Inflow | 1399133 |  | m³/s | 1 |  |  | M4 | Namakvani H-1 |  | Existing
Storages | System | Gumati 1 | Natural Inflow | 1688148 |  | m³/s | 1 |  |  | M4 | Namakvani H-2 |  | Existing
Storages | System | Gumati 1 | Natural Inflow | 149776 |  | m³/s | 1 |  |  | M4 | Namakvani H-3 |  | Existing
Storages | System | Gumati 1 | Natural Inflow | 355 |  | m³/s | 1 |  |  | M5 | Dry |  | Existing
Storages | System | Gumati 1 | Natural Inflow | 357,7 |  | m³/s | 1 |  |  | M5 | Flood |  | Existing
Storages | System | Gumati 1 | Natural Inflow | 358,5 |  | m³/s | 1 |  |  | M5 | Moderate |  | Existing
Storages | System | Gumati 1 | Natural Inflow | 3108088 |  | m³/s | 1 |  |  | M5 | Namakvani H-1 |  | Existing
Storages | System | Gumati 1 | Natural Inflow | 337997 |  | m³/s | 1 |  |  | M5 | Namakvani H-2 |  | Existing
Storages | System | Gumati 1 | Natural Inflow | 339084 |  | m³/s | 1 |  |  | M5 | Namakvani H-3 |  | Existing
Storages | System | Gumati 1 | Natural Inflow | 196 |  | m³/s | 1 |  |  | M6 | Dry |  | Existing
Storages | System | Gumati 1 | Natural Inflow | 304,8 |  | m³/s | 1 |  |  | M6 | Flood |  | Existing
Storages | System | Gumati 1 | Natural Inflow | 318,6 |  | m³/s | 1 |  |  | M6 | Moderate |  | Existing
Storages | System | Gumati 1 | Natural Inflow | 1631334 |  | m³/s | 1 |  |  | M6 | Namakvani H-1 |  | Existing
Storages | System | Gumati 1 | Natural Inflow | 1938053 |  | m³/s | 1 |  |  | M6 | Namakvani H-2 |  | Existing
Storages | System | Gumati 1 | Natural Inflow | 380416 |  | m³/s | 1 |  |  | M6 | Namakvani H-3 |  | Existing
Storages | System | Gumati 1 | Natural Inflow | 160 |  | m³/s | 1 |  |  | M7 | Dry |  | Existing
Storages | System | Gumati 1 | Natural Inflow | 339,6 |  | m³/s | 1 |  |  | M7 | Flood |  | Existing
Storages | System | Gumati 1 | Natural Inflow | 117,8 |  | m³/s | 1 |  |  | M7 | Moderate |  | Existing
Storages | System | Gumati 1 | Natural Inflow | 1333316 |  | m³/s | 1 |  |  | M7 | Namakvani H-1 |  | Existing
Storages | System | Gumati 1 | Natural Inflow | 1038996 |  | m³/s | 1 |  |  | M7 | Namakvani H-2 |  | Existing
Storages | System | Gumati 1 | Natural Inflow | 330433 |  | m³/s | 1 |  |  | M7 | Namakvani H-3 |  | Existing
Storages | System | Gumati 1 | Natural Inflow | 76 |  | m³/s | 1 |  |  | M8 | Dry |  | Existing
Storages | System | Gumati 1 | Natural Inflow | 93,3 |  | m³/s | 1 |  |  | M8 | Flood |  | Existing
Storages | System | Gumati 1 | Natural Inflow | 35,8 |  | m³/s | 1 |  |  | M8 | Moderate |  | Existing
Storages | System | Gumati 1 | Natural Inflow | 636796 |  | m³/s | 1 |  |  | M8 | Namakvani H-1 |  | Existing
Storages | System | Gumati 1 | Natural Inflow | 337556 |  | m³/s | 1 |  |  | M8 | Namakvani H-2 |  | Existing
Storages | System | Gumati 1 | Natural Inflow | 85744 |  | m³/s | 1 |  |  | M8 | Namakvani H-3 |  | Existing
Storages | System | Gumati 1 | Natural Inflow | 49 |  | m³/s | 1 |  |  | M9 | Dry |  | Existing
Storages | System | Gumati 1 | Natural Inflow | 66,6 |  | m³/s | 1 |  |  | M9 | Flood |  | Existing
Storages | System | Gumati 1 | Natural Inflow | 93,8 |  | m³/s | 1 |  |  | M9 | Moderate |  | Existing
Storages | System | Gumati 1 | Natural Inflow | 406548 |  | m³/s | 1 |  |  | M9 | Namakvani H-1 |  | Existing
Storages | System | Gumati 1 | Natural Inflow | 837316 |  | m³/s | 1 |  |  | M9 | Namakvani H-2 |  | Existing
Storages | System | Gumati 1 | Natural Inflow | 61373 |  | m³/s | 1 |  |  | M9 | Namakvani H-3 |  | Existing
Storages | System | Gumati 1 | Recycle Penalty | 1000 |  | $/1000 m³ | 1 | [5 empty] | Existing
Storages | System | Gumati 1 | Max Spill | 1e+30 |  | m³/s | 1 | [5 empty] | Existing
Storages | System | Gumati 2 | Decomposition Method | Targets |  | - | 1 | [5 empty] | Existing
Storages | System | Gumati 2 | Spill Penalty | 10000 |  | $/1000 m³ | 1 | [5 empty] | Existing
Storages | System | Gumati 2 | Min Volume | 0 |  | 1000 m³ | 1 | [5 empty] | Existing
Storages | System | Gumati 2 | Max Spill | 1e+30 |  | m³/s | 1 | [5 empty] | Existing
Storages | System | Jinvalhesi Reservoir | End Effects Method | Recycle |  | - | 1 | [5 empty] | Existing
Storages | System | Jinvalhesi Reservoir | Decomposition Method | Targets |  | - | 1 | [5 empty] | Existing
Storages | System | Jinvalhesi Reservoir | Spill Penalty | 10000 |  | $/1000 m³ | 1 | [5 empty] | Existing
Storages | System | Jinvalhesi Reservoir | Max Volume | 335592 |  | 1000 m³ | 1 | [5 empty] | Existing
Storages | System | Jinvalhesi Reservoir | Initial Volume | 145870 |  | 1000 m³ | 1 | [5 empty] | Existing
Storages | System | Jinvalhesi Reservoir | Min Volume | 0 |  | 1000 m³ | 1 | [5 empty] | Existing
Storages | System | Jinvalhesi Reservoir | Natural Inflow | 17 |  | m³/s | 1 |  |  | M01 | Dry |  | Existing
Storages | System | Jinvalhesi Reservoir | Natural Inflow | 7,1 |  | m³/s | 1 |  |  | M01 | Flood |  | Existing
Storages | System | Jinvalhesi Reservoir | Natural Inflow | 18,8 |  | m³/s | 1 |  |  | M01 | Moderate |  | Existing
Storages | System | Jinvalhesi Reservoir | Natural Inflow | 20 |  | m³/s | 1 |  |  | M02 | Dry |  | Existing
Storages | System | Jinvalhesi Reservoir | Natural Inflow | 6,5 |  | m³/s | 1 |  |  | M02 | Flood |  | Existing
Storages | System | Jinvalhesi Reservoir | Natural Inflow | 13,3 |  | m³/s | 1 |  |  | M02 | Moderate |  | Existing
Storages | System | Jinvalhesi Reservoir | Natural Inflow | 22 |  | m³/s | 1 |  |  | M03 | Dry |  | Existing
Storages | System | Jinvalhesi Reservoir | Natural Inflow | 12,5 |  | m³/s | 1 |  |  | M03 | Flood |  | Existing
Storages | System | Jinvalhesi Reservoir | Natural Inflow | 47,1 |  | m³/s | 1 |  |  | M03 | Moderate |  | Existing
Storages | System | Jinvalhesi Reservoir | Natural Inflow | 64 |  | m³/s | 1 |  |  | M04 | Dry |  | Existing
Storages | System | Jinvalhesi Reservoir | Natural Inflow | 38,5 |  | m³/s | 1 |  |  | M04 | Flood |  | Existing
Storages | System | Jinvalhesi Reservoir | Natural Inflow | 65,1 |  | m³/s | 1 |  |  | M04 | Moderate |  | Existing
Storages | System | Jinvalhesi Reservoir | Natural Inflow | 138 |  | m³/s | 1 |  |  | M05 | Dry |  | Existing
Storages | System | Jinvalhesi Reservoir | Natural Inflow | 116,3 |  | m³/s | 1 |  |  | M05 | Flood |  | Existing
Storages | System | Jinvalhesi Reservoir | Natural Inflow | 72,4 |  | m³/s | 1 |  |  | M05 | Moderate |  | Existing
Storages | System | Jinvalhesi Reservoir | Natural Inflow | 89 |  | m³/s | 1 |  |  | M06 | Dry |  | Existing
Storages | System | Jinvalhesi Reservoir | Natural Inflow | 86,01 |  | m³/s | 1 |  |  | M06 | Flood |  | Existing
Storages | System | Jinvalhesi Reservoir | Natural Inflow | 72 |  | m³/s | 1 |  |  | M06 | Moderate |  | Existing
Storages | System | Jinvalhesi Reservoir | Natural Inflow | 48 |  | m³/s | 1 |  |  | M07 | Dry |  | Existing
Storages | System | Jinvalhesi Reservoir | Natural Inflow | 74,6 |  | m³/s | 1 |  |  | M07 | Flood |  | Existing
Storages | System | Jinvalhesi Reservoir | Natural Inflow | 34,3 |  | m³/s | 1 |  |  | M07 | Moderate |  | Existing
Storages | System | Jinvalhesi Reservoir | Natural Inflow | 29 |  | m³/s | 1 |  |  | M08 | Dry |  | Existing
Storages | System | Jinvalhesi Reservoir | Natural Inflow | 29,1 |  | m³/s | 1 |  |  | M08 | Flood |  | Existing
Storages | System | Jinvalhesi Reservoir | Natural Inflow | 27,4 |  | m³/s | 1 |  |  | M08 | Moderate |  | Existing
Storages | System | Jinvalhesi Reservoir | Natural Inflow | 21 |  | m³/s | 1 |  |  | M09 | Dry |  | Existing
Storages | System | Jinvalhesi Reservoir | Natural Inflow | 18,7 |  | m³/s | 1 |  |  | M09 | Flood |  | Existing
Storages | System | Jinvalhesi Reservoir | Natural Inflow | 20,7 |  | m³/s | 1 |  |  | M09 | Moderate |  | Existing
Storages | System | Jinvalhesi Reservoir | Natural Inflow | 18 |  | m³/s | 1 |  |  | M10 | Dry |  | Existing
Storages | System | Jinvalhesi Reservoir | Natural Inflow | 21,2 |  | m³/s | 1 |  |  | M10 | Flood |  | Existing
Storages | System | Jinvalhesi Reservoir | Natural Inflow | 19,5 |  | m³/s | 1 |  |  | M10 | Moderate |  | Existing
Storages | System | Jinvalhesi Reservoir | Natural Inflow | 17 |  | m³/s | 1 |  |  | M11 | Dry |  | Existing
Storages | System | Jinvalhesi Reservoir | Natural Inflow | 19,3 |  | m³/s | 1 |  |  | M11 | Flood |  | Existing
Storages | System | Jinvalhesi Reservoir | Natural Inflow | 20,28 |  | m³/s | 1 |  |  | M11 | Moderate |  | Existing
Storages | System | Jinvalhesi Reservoir | Natural Inflow | 15 |  | m³/s | 1 |  |  | M12 | Dry |  | Existing
Storages | System | Jinvalhesi Reservoir | Natural Inflow | 15,9 |  | m³/s | 1 |  |  | M12 | Flood |  | Existing
Storages | System | Jinvalhesi Reservoir | Natural Inflow | 22,6 |  | m³/s | 1 |  |  | M12 | Moderate |  | Existing
Storages | System | Jinvalhesi Reservoir | Recycle Penalty | 1000 |  | $/1000 m³ | 1 |  |  |  | NO |  | Existing
Storages | System | Jinvalhesi Reservoir | Max Spill | 1e+30 |  | m³/s | 1 | [5 empty] | Existing
Storages | System | Khrami 1 reservoir | End Effects Method | Recycle |  | - | 1 | [5 empty] | Existing
Storages | System | Khrami 1 reservoir | Decomposition Method | Targets |  | - | 1 | [5 empty] | Existing
Storages | System | Khrami 1 reservoir | Spill Penalty | 10000 |  | $/1000 m³ | 1 | [5 empty] | Existing
Storages | System | Khrami 1 reservoir | Max Volume | 259000 |  | 1000 m³ | 1 | [5 empty] | Existing
Storages | System | Khrami 1 reservoir | Initial Volume | 6690 |  | 1000 m³ | 1 | [5 empty] | Existing
Storages | System | Khrami 1 reservoir | Min Volume | 500 |  | 1000 m³ | 1 | [5 empty] | Existing
Storages | System | Khrami 1 reservoir | Natural Inflow | 5 |  | m³/s | 1 |  |  | M01 | Dry |  | Existing
Storages | System | Khrami 1 reservoir | Natural Inflow | 4,2 |  | m³/s | 1 |  |  | M01 | Flood |  | Existing
Storages | System | Khrami 1 reservoir | Natural Inflow | 5,3 |  | m³/s | 1 |  |  | M01 | Moderate |  | Existing
Storages | System | Khrami 1 reservoir | Natural Inflow | 5 |  | m³/s | 1 |  |  | M02 | Dry |  | Existing
Storages | System | Khrami 1 reservoir | Natural Inflow | 4,3 |  | m³/s | 1 |  |  | M02 | Flood |  | Existing
Storages | System | Khrami 1 reservoir | Natural Inflow | 5,5 |  | m³/s | 1 |  |  | M02 | Moderate |  | Existing
Storages | System | Khrami 1 reservoir | Natural Inflow | 7 |  | m³/s | 1 |  |  | M03 | Dry |  | Existing
Storages | System | Khrami 1 reservoir | Natural Inflow | 9,4 |  | m³/s | 1 |  |  | M03 | Flood |  | Existing
Storages | System | Khrami 1 reservoir | Natural Inflow | 14,8 |  | m³/s | 1 |  |  | M03 | Moderate |  | Existing
Storages | System | Khrami 1 reservoir | Natural Inflow | 22 |  | m³/s | 1 |  |  | M04 | Dry |  | Existing
Storages | System | Khrami 1 reservoir | Natural Inflow | 17,6 |  | m³/s | 1 |  |  | M04 | Flood |  | Existing
Storages | System | Khrami 1 reservoir | Natural Inflow | 21,4 |  | m³/s | 1 |  |  | M04 | Moderate |  | Existing
Storages | System | Khrami 1 reservoir | Natural Inflow | 25 |  | m³/s | 1 |  |  | M05 | Dry |  | Existing
Storages | System | Khrami 1 reservoir | Natural Inflow | 26 |  | m³/s | 1 |  |  | M05 | Flood |  | Existing
Storages | System | Khrami 1 reservoir | Natural Inflow | 17 |  | m³/s | 1 |  |  | M05 | Moderate |  | Existing
Storages | System | Khrami 1 reservoir | Natural Inflow | 7 |  | m³/s | 1 |  |  | M06 | Dry |  | Existing
Storages | System | Khrami 1 reservoir | Natural Inflow | 13,6 |  | m³/s | 1 |  |  | M06 | Flood |  | Existing
Storages | System | Khrami 1 reservoir | Natural Inflow | 17,3 |  | m³/s | 1 |  |  | M06 | Moderate |  | Existing
Storages | System | Khrami 1 reservoir | Natural Inflow | 5 |  | m³/s | 1 |  |  | M07 | Dry |  | Existing
Storages | System | Khrami 1 reservoir | Natural Inflow | 6,1 |  | m³/s | 1 |  |  | M07 | Flood |  | Existing
Storages | System | Khrami 1 reservoir | Natural Inflow | 5,7 |  | m³/s | 1 |  |  | M07 | Moderate |  | Existing
Storages | System | Khrami 1 reservoir | Natural Inflow | 4 |  | m³/s | 1 |  |  | M08 | Dry |  | Existing
Storages | System | Khrami 1 reservoir | Natural Inflow | 3,7 |  | m³/s | 1 |  |  | M08 | Flood |  | Existing
Storages | System | Khrami 1 reservoir | Natural Inflow | 5,5 |  | m³/s | 1 |  |  | M08 | Moderate |  | Existing
Storages | System | Khrami 1 reservoir | Natural Inflow | 5 |  | m³/s | 1 |  |  | M09 | Dry |  | Existing
Storages | System | Khrami 1 reservoir | Natural Inflow | 4 |  | m³/s | 1 |  |  | M09 | Flood |  | Existing
Storages | System | Khrami 1 reservoir | Natural Inflow | 5,1 |  | m³/s | 1 |  |  | M09 | Moderate |  | Existing
Storages | System | Khrami 1 reservoir | Natural Inflow | 4 |  | m³/s | 1 |  |  | M10 | Dry |  | Existing
Storages | System | Khrami 1 reservoir | Natural Inflow | 6,2 |  | m³/s | 1 |  |  | M10 | Flood |  | Existing
Storages | System | Khrami 1 reservoir | Natural Inflow | 5,3 |  | m³/s | 1 |  |  | M10 | Moderate |  | Existing
Storages | System | Khrami 1 reservoir | Natural Inflow | 4 |  | m³/s | 1 |  |  | M11 | Dry |  | Existing
Storages | System | Khrami 1 reservoir | Natural Inflow | 6,2 |  | m³/s | 1 |  |  | M11 | Flood |  | Existing
Storages | System | Khrami 1 reservoir | Natural Inflow | 6,4 |  | m³/s | 1 |  |  | M11 | Moderate |  | Existing
Storages | System | Khrami 1 reservoir | Natural Inflow | 5 |  | m³/s | 1 |  |  | M12 | Dry |  | Existing
Storages | System | Khrami 1 reservoir | Natural Inflow | 5,5 |  | m³/s | 1 |  |  | M12 | Flood |  | Existing
Storages | System | Khrami 1 reservoir | Natural Inflow | 7,66 |  | m³/s | 1 |  |  | M12 | Moderate |  | Existing
Storages | System | Khrami 1 reservoir | Recycle Penalty | 1000 |  | $/1000 m³ | 1 | [5 empty] | Existing
Storages | System | Khrami 1 reservoir | Max Spill | 1e+30 |  | m³/s | 1 | [5 empty] | Existing
Storages | System | Khrami 2 reservoir | End Effects Method | Recycle |  | - | 1 | [5 empty] | Existing
Storages | System | Khrami 2 reservoir | Decomposition Method | Targets |  | - | 1 | [5 empty] | Existing
Storages | System | Khrami 2 reservoir | Spill Penalty | 10000 |  | $/1000 m³ | 1 | [5 empty] | Existing
Storages | System | Khrami 2 reservoir | Max Volume | 2100 |  | 1000 m³ | 1 | [5 empty] | Existing
Storages | System | Khrami 2 reservoir | Initial Volume | 1200 |  | 1000 m³ | 1 | [5 empty] | Existing
Storages | System | Khrami 2 reservoir | Min Volume | 0 |  | 1000 m³ | 1 | [5 empty] | Existing
Storages | System | Khrami 2 reservoir | Natural Inflow | 5 |  | m³/s | 1 |  |  | M01 | Dry |  | Existing
Storages | System | Khrami 2 reservoir | Natural Inflow | 3,9 |  | m³/s | 1 |  |  | M01 | Flood |  | Existing
Storages | System | Khrami 2 reservoir | Natural Inflow | 4,5 |  | m³/s | 1 |  |  | M01 | Moderate |  | Existing
Storages | System | Khrami 2 reservoir | Natural Inflow | 4 |  | m³/s | 1 |  |  | M02 | Dry |  | Existing
Storages | System | Khrami 2 reservoir | Natural Inflow | 3,6 |  | m³/s | 1 |  |  | M02 | Flood |  | Existing
Storages | System | Khrami 2 reservoir | Natural Inflow | 4,2 |  | m³/s | 1 |  |  | M02 | Moderate |  | Existing
Storages | System | Khrami 2 reservoir | Natural Inflow | 4 |  | m³/s | 1 |  |  | M03 | Dry |  | Existing
Storages | System | Khrami 2 reservoir | Natural Inflow | 4,8 |  | m³/s | 1 |  |  | M03 | Flood |  | Existing
Storages | System | Khrami 2 reservoir | Natural Inflow | 5,7 |  | m³/s | 1 |  |  | M03 | Moderate |  | Existing
Storages | System | Khrami 2 reservoir | Natural Inflow | 6 |  | m³/s | 1 |  |  | M04 | Dry |  | Existing
Storages | System | Khrami 2 reservoir | Natural Inflow | 3,8 |  | m³/s | 1 |  |  | M04 | Flood |  | Existing
Storages | System | Khrami 2 reservoir | Natural Inflow | 4,4 |  | m³/s | 1 |  |  | M04 | Moderate |  | Existing
Storages | System | Khrami 2 reservoir | Natural Inflow | 7 |  | m³/s | 1 |  |  | M05 | Dry |  | Existing
Storages | System | Khrami 2 reservoir | Natural Inflow | 7,1 |  | m³/s | 1 |  |  | M05 | Flood |  | Existing
Storages | System | Khrami 2 reservoir | Natural Inflow | 5,4 |  | m³/s | 1 |  |  | M05 | Moderate |  | Existing
Storages | System | Khrami 2 reservoir | Natural Inflow | 4 |  | m³/s | 1 |  |  | M06 | Dry |  | Existing
Storages | System | Khrami 2 reservoir | Natural Inflow | 5,5 |  | m³/s | 1 |  |  | M06 | Flood |  | Existing
Storages | System | Khrami 2 reservoir | Natural Inflow | 7 |  | m³/s | 1 |  |  | M06 | Moderate |  | Existing
Storages | System | Khrami 2 reservoir | Natural Inflow | 4 |  | m³/s | 1 |  |  | M07 | Dry |  | Existing
Storages | System | Khrami 2 reservoir | Natural Inflow | 3,3 |  | m³/s | 1 |  |  | M07 | Flood |  | Existing
Storages | System | Khrami 2 reservoir | Natural Inflow | 3,3 |  | m³/s | 1 |  |  | M07 | Moderate |  | Existing
Storages | System | Khrami 2 reservoir | Natural Inflow | 3 |  | m³/s | 1 |  |  | M08 | Dry |  | Existing
Storages | System | Khrami 2 reservoir | Natural Inflow | 2,6 |  | m³/s | 1 |  |  | M08 | Flood |  | Existing
Storages | System | Khrami 2 reservoir | Natural Inflow | 5,4 |  | m³/s | 1 |  |  | M08 | Moderate |  | Existing
Storages | System | Khrami 2 reservoir | Natural Inflow | 4 |  | m³/s | 1 |  |  | M09 | Dry |  | Existing
Storages | System | Khrami 2 reservoir | Natural Inflow | 2,7 |  | m³/s | 1 |  |  | M09 | Flood |  | Existing
Storages | System | Khrami 2 reservoir | Natural Inflow | 3,6 |  | m³/s | 1 |  |  | M09 | Moderate |  | Existing
Storages | System | Khrami 2 reservoir | Natural Inflow | 3 |  | m³/s | 1 |  |  | M10 | Dry |  | Existing
Storages | System | Khrami 2 reservoir | Natural Inflow | 3,5 |  | m³/s | 1 |  |  | M10 | Flood |  | Existing
Storages | System | Khrami 2 reservoir | Natural Inflow | 3,1 |  | m³/s | 1 |  |  | M10 | Moderate |  | Existing
Storages | System | Khrami 2 reservoir | Natural Inflow | 3 |  | m³/s | 1 |  |  | M11 | Dry |  | Existing
Storages | System | Khrami 2 reservoir | Natural Inflow | 2,8 |  | m³/s | 1 |  |  | M11 | Flood |  | Existing
Storages | System | Khrami 2 reservoir | Natural Inflow | 4,1 |  | m³/s | 1 |  |  | M11 | Moderate |  | Existing
Storages | System | Khrami 2 reservoir | Natural Inflow | 3 |  | m³/s | 1 |  |  | M12 | Dry |  | Existing
Storages | System | Khrami 2 reservoir | Natural Inflow | 3,1 |  | m³/s | 1 |  |  | M12 | Flood |  | Existing
Storages | System | Khrami 2 reservoir | Natural Inflow | 4,2 |  | m³/s | 1 |  |  | M12 | Moderate |  | Existing
Storages | System | Khrami 2 reservoir | Recycle Penalty | 1000 |  | $/1000 m³ | 1 | [5 empty] | Existing
Storages | System | Khrami 2 reservoir | Max Spill | 1e+30 |  | m³/s | 1 | [5 empty] | Existing
Storages | System | Kirnati | End Effects Method | Recycle |  | - | 1 | [5 empty] | Existing
Storages | System | Kirnati | Decomposition Method | Targets |  | - | 1 | [5 empty] | Existing
Storages | System | Kirnati | Spill Penalty | 10000 |  | $/1000 m³ | 1 | [5 empty] | Existing
Storages | System | Kirnati | Max Volume | 2200 |  | 1000 m³ | 1 | [5 empty] | Existing
Storages | System | Kirnati | Initial Volume | 1100 |  | 1000 m³ | 1 | [5 empty] | Existing
Storages | System | Kirnati | Min Volume | 0 |  | 1000 m³ | 1 | [5 empty] | Existing
Storages | System | Kirnati | Natural Inflow | 122 |  | m³/s | 1 |  |  | M01 |  |  | Existing
Storages | System | Kirnati | Natural Inflow | 141 |  | m³/s | 1 |  |  | M02 |  |  | Existing
Storages | System | Kirnati | Natural Inflow | 139 |  | m³/s | 1 |  |  | M03 |  |  | Existing
Storages | System | Kirnati | Natural Inflow | 170 |  | m³/s | 1 |  |  | M04 |  |  | Existing
Storages | System | Kirnati | Natural Inflow | 134 |  | m³/s | 1 |  |  | M05 |  |  | Existing
Storages | System | Kirnati | Natural Inflow | 293 |  | m³/s | 1 |  |  | M06 |  |  | Existing
Storages | System | Kirnati | Natural Inflow | 152 |  | m³/s | 1 |  |  | M07 |  |  | Existing
Storages | System | Kirnati | Natural Inflow | 191 |  | m³/s | 1 |  |  | M08 |  |  | Existing
Storages | System | Kirnati | Natural Inflow | 100 |  | m³/s | 1 |  |  | M09 |  |  | Existing
Storages | System | Kirnati | Natural Inflow | 117 |  | m³/s | 1 |  |  | M10 |  |  | Existing
Storages | System | Kirnati | Natural Inflow | 98,75 |  | m³/s | 1 |  |  | M11 |  |  | Existing
Storages | System | Kirnati | Natural Inflow | 63 |  | m³/s | 1 |  |  | M12 |  |  | Existing
Storages | System | Kirnati | Recycle Penalty | 1000 |  | $/1000 m³ | 1 | [5 empty] | Existing
Storages | System | Kirnati | Max Spill | 1e+30 |  | m³/s | 1 | [5 empty] | Existing
Storages | System | Lajanuri reservoir | End Effects Method | Recycle |  | - | 1 | [5 empty] | Existing
Storages | System | Lajanuri reservoir | Decomposition Method | Targets |  | - | 1 | [5 empty] | Existing
Storages | System | Lajanuri reservoir | Spill Penalty | 10000 |  | $/1000 m³ | 1 | [5 empty] | Existing
Storages | System | Lajanuri reservoir | Max Volume | 12400 |  | 1000 m³ | 1 | [5 empty] | Existing
Storages | System | Lajanuri reservoir | Initial Volume | 6200 |  | 1000 m³ | 1 | [5 empty] | Existing
Storages | System | Lajanuri reservoir | Min Volume | 3880 |  | 1000 m³ | 1 | [5 empty] | Existing
Storages | System | Lajanuri reservoir | Natural Inflow | 26 |  | m³/s | 1 |  |  | M01 | Dry |  | Existing
Storages | System | Lajanuri reservoir | Natural Inflow | 9,4 |  | m³/s | 1 |  |  | M01 | Flood |  | Existing
Storages | System | Lajanuri reservoir | Natural Inflow | 33,3 |  | m³/s | 1 |  |  | M01 | Moderate |  | Existing
Storages | System | Lajanuri reservoir | Natural Inflow | 28 |  | m³/s | 1 |  |  | M02 | Dry |  | Existing
Storages | System | Lajanuri reservoir | Natural Inflow | 18 |  | m³/s | 1 |  |  | M02 | Flood |  | Existing
Storages | System | Lajanuri reservoir | Natural Inflow | 29,9 |  | m³/s | 1 |  |  | M02 | Moderate |  | Existing
Storages | System | Lajanuri reservoir | Natural Inflow | 33 |  | m³/s | 1 |  |  | M03 | Dry |  | Existing
Storages | System | Lajanuri reservoir | Natural Inflow | 38 |  | m³/s | 1 |  |  | M03 | Flood |  | Existing
Storages | System | Lajanuri reservoir | Natural Inflow | 61,2 |  | m³/s | 1 |  |  | M03 | Moderate |  | Existing
Storages | System | Lajanuri reservoir | Natural Inflow | 58 |  | m³/s | 1 |  |  | M04 | Dry |  | Existing
Storages | System | Lajanuri reservoir | Natural Inflow | 65,2 |  | m³/s | 1 |  |  | M04 | Flood |  | Existing
Storages | System | Lajanuri reservoir | Natural Inflow | 66,6 |  | m³/s | 1 |  |  | M04 | Moderate |  | Existing
Storages | System | Lajanuri reservoir | Natural Inflow | 70 |  | m³/s | 1 |  |  | M05 | Dry |  | Existing
Storages | System | Lajanuri reservoir | Natural Inflow | 75,3 |  | m³/s | 1 |  |  | M05 | Flood |  | Existing
Storages | System | Lajanuri reservoir | Natural Inflow | 51,5 |  | m³/s | 1 |  |  | M05 | Moderate |  | Existing
Storages | System | Lajanuri reservoir | Natural Inflow | 49 |  | m³/s | 1 |  |  | M06 | Dry |  | Existing
Storages | System | Lajanuri reservoir | Natural Inflow | 57,2 |  | m³/s | 1 |  |  | M06 | Flood |  | Existing
Storages | System | Lajanuri reservoir | Natural Inflow | 61,4 |  | m³/s | 1 |  |  | M06 | Moderate |  | Existing
Storages | System | Lajanuri reservoir | Natural Inflow | 55 |  | m³/s | 1 |  |  | M07 | Dry |  | Existing
Storages | System | Lajanuri reservoir | Natural Inflow | 47,4 |  | m³/s | 1 |  |  | M07 | Flood |  | Existing
Storages | System | Lajanuri reservoir | Natural Inflow | 56,2 |  | m³/s | 1 |  |  | M07 | Moderate |  | Existing
Storages | System | Lajanuri reservoir | Natural Inflow | 36 |  | m³/s | 1 |  |  | M08 | Dry |  | Existing
Storages | System | Lajanuri reservoir | Natural Inflow | 35,8 |  | m³/s | 1 |  |  | M08 | Flood |  | Existing
Storages | System | Lajanuri reservoir | Natural Inflow | 126,2 |  | m³/s | 1 |  |  | M08 | Moderate |  | Existing
Storages | System | Lajanuri reservoir | Natural Inflow | 22 |  | m³/s | 1 |  |  | M09 | Dry |  | Existing
Storages | System | Lajanuri reservoir | Natural Inflow | 27,4 |  | m³/s | 1 |  |  | M09 | Flood |  | Existing
Storages | System | Lajanuri reservoir | Natural Inflow | 30,2 |  | m³/s | 1 |  |  | M09 | Moderate |  | Existing
Storages | System | Lajanuri reservoir | Natural Inflow | 24 |  | m³/s | 1 |  |  | M10 | Dry |  | Existing
Storages | System | Lajanuri reservoir | Natural Inflow | 24,6 |  | m³/s | 1 |  |  | M10 | Flood |  | Existing
Storages | System | Lajanuri reservoir | Natural Inflow | 28,7 |  | m³/s | 1 |  |  | M10 | Moderate |  | Existing
Storages | System | Lajanuri reservoir | Natural Inflow | 15 |  | m³/s | 1 |  |  | M11 | Dry |  | Existing
Storages | System | Lajanuri reservoir | Natural Inflow | 34,4 |  | m³/s | 1 |  |  | M11 | Flood |  | Existing
Storages | System | Lajanuri reservoir | Natural Inflow | 32,3 |  | m³/s | 1 |  |  | M11 | Moderate |  | Existing
Storages | System | Lajanuri reservoir | Natural Inflow | 13 |  | m³/s | 1 |  |  | M12 | Dry |  | Existing
Storages | System | Lajanuri reservoir | Natural Inflow | 36 |  | m³/s | 1 |  |  | M12 | Flood |  | Existing
Storages | System | Lajanuri reservoir | Natural Inflow | 41,3 |  | m³/s | 1 |  |  | M12 | Moderate |  | Existing
Storages | System | Lajanuri reservoir | Recycle Penalty | 1000 |  | $/1000 m³ | 1 | [5 empty] | Existing
Storages | System | Lajanuri reservoir | Max Spill | 1e+30 |  | m³/s | 1 | [5 empty] | Existing
Storages | System | Rioni reservoir | Decomposition Method | Targets |  | - | 1 | [5 empty] | Existing
Storages | System | Rioni reservoir | Spill Penalty | 10000 |  | $/1000 m³ | 1 | [5 empty] | Existing
Storages | System | Rioni reservoir | Min Volume | 0 |  | 1000 m³ | 1 | [5 empty] | Existing
Storages | System | Rioni reservoir | Max Spill | 1e+30 |  | m³/s | 1 | [5 empty] | Existing
Storages | System | Shaori Reservoir | End Effects Method | Recycle |  | - | 1 | [5 empty] | Existing
Storages | System | Shaori Reservoir | Decomposition Method | Targets |  | - | 1 | [5 empty] | Existing
Storages | System | Shaori Reservoir | Spill Penalty | 10000 |  | $/1000 m³ | 1 | [5 empty] | Existing
Storages | System | Shaori Reservoir | Max Volume | 80900 |  | 1000 m³ | 1 | [5 empty] | Existing
Storages | System | Shaori Reservoir | Initial Volume | 34510 |  | 1000 m³ | 1 | [5 empty] | Existing
Storages | System | Shaori Reservoir | Min Volume | 2,8 |  | 1000 m³ | 1 | [5 empty] | Existing
Storages | System | Shaori Reservoir | Natural Inflow | 1 |  | m³/s | 1 |  |  | M01 | Dry |  | Existing
Storages | System | Shaori Reservoir | Natural Inflow | 1,9 |  | m³/s | 1 |  |  | M01 | Flood |  | Existing
Storages | System | Shaori Reservoir | Natural Inflow | 3,5 |  | m³/s | 1 |  |  | M01 | Moderate |  | Existing
Storages | System | Shaori Reservoir | Natural Inflow | 2 |  | m³/s | 1 |  |  | M02 | Dry |  | Existing
Storages | System | Shaori Reservoir | Natural Inflow | 1,5 |  | m³/s | 1 |  |  | M02 | Flood |  | Existing
Storages | System | Shaori Reservoir | Natural Inflow | 4,3 |  | m³/s | 1 |  |  | M02 | Moderate |  | Existing
Storages | System | Shaori Reservoir | Natural Inflow | 4 |  | m³/s | 1 |  |  | M03 | Dry |  | Existing
Storages | System | Shaori Reservoir | Natural Inflow | 6,5 |  | m³/s | 1 |  |  | M03 | Flood |  | Existing
Storages | System | Shaori Reservoir | Natural Inflow | 15,3 |  | m³/s | 1 |  |  | M03 | Moderate |  | Existing
Storages | System | Shaori Reservoir | Natural Inflow | 9 |  | m³/s | 1 |  |  | M04 | Dry |  | Existing
Storages | System | Shaori Reservoir | Natural Inflow | 13,2 |  | m³/s | 1 |  |  | M04 | Flood |  | Existing
Storages | System | Shaori Reservoir | Natural Inflow | 7,5 |  | m³/s | 1 |  |  | M04 | Moderate |  | Existing
Storages | System | Shaori Reservoir | Natural Inflow | 4 |  | m³/s | 1 |  |  | M05 | Dry |  | Existing
Storages | System | Shaori Reservoir | Natural Inflow | 13,3 |  | m³/s | 1 |  |  | M05 | Flood |  | Existing
Storages | System | Shaori Reservoir | Natural Inflow | 1,9 |  | m³/s | 1 |  |  | M05 | Moderate |  | Existing
Storages | System | Shaori Reservoir | Natural Inflow | 1 |  | m³/s | 1 |  |  | M06 | Dry |  | Existing
Storages | System | Shaori Reservoir | Natural Inflow | 6,85 |  | m³/s | 1 |  |  | M06 | Flood |  | Existing
Storages | System | Shaori Reservoir | Natural Inflow | 2,8 |  | m³/s | 1 |  |  | M06 | Moderate |  | Existing
Storages | System | Shaori Reservoir | Natural Inflow | 1 |  | m³/s | 1 |  |  | M07 | Dry |  | Existing
Storages | System | Shaori Reservoir | Natural Inflow | 3,7 |  | m³/s | 1 |  |  | M07 | Flood |  | Existing
Storages | System | Shaori Reservoir | Natural Inflow | 0,6 |  | m³/s | 1 |  |  | M07 | Moderate |  | Existing
Storages | System | Shaori Reservoir | Natural Inflow | 1 |  | m³/s | 1 |  |  | M08 | Dry |  | Existing
Storages | System | Shaori Reservoir | Natural Inflow | 0,6 |  | m³/s | 1 |  |  | M08 | Flood |  | Existing
Storages | System | Shaori Reservoir | Natural Inflow | 1,4 |  | m³/s | 1 |  |  | M08 | Moderate |  | Existing
Storages | System | Shaori Reservoir | Natural Inflow | 2 |  | m³/s | 1 |  |  | M09 | Dry |  | Existing
Storages | System | Shaori Reservoir | Natural Inflow | 0,64 |  | m³/s | 1 |  |  | M09 | Flood |  | Existing
Storages | System | Shaori Reservoir | Natural Inflow | 1,4 |  | m³/s | 1 |  |  | M09 | Moderate |  | Existing
Storages | System | Shaori Reservoir | Natural Inflow | 3 |  | m³/s | 1 |  |  | M10 | Dry |  | Existing
Storages | System | Shaori Reservoir | Natural Inflow | 6,1 |  | m³/s | 1 |  |  | M10 | Flood |  | Existing
Storages | System | Shaori Reservoir | Natural Inflow | 1,7 |  | m³/s | 1 |  |  | M10 | Moderate |  | Existing
Storages | System | Shaori Reservoir | Natural Inflow | 2 |  | m³/s | 1 |  |  | M11 | Dry |  | Existing
Storages | System | Shaori Reservoir | Natural Inflow | 2,6 |  | m³/s | 1 |  |  | M11 | Flood |  | Existing
Storages | System | Shaori Reservoir | Natural Inflow | 3,3 |  | m³/s | 1 |  |  | M11 | Moderate |  | Existing
Storages | System | Shaori Reservoir | Natural Inflow | 2 |  | m³/s | 1 |  |  | M12 | Dry |  | Existing
Storages | System | Shaori Reservoir | Natural Inflow | 4,5 |  | m³/s | 1 |  |  | M12 | Flood |  | Existing
Storages | System | Shaori Reservoir | Natural Inflow | 3 |  | m³/s | 1 |  |  | M12 | Moderate |  | Existing
Storages | System | Shaori Reservoir | Recycle Penalty | 1000 |  | $/1000 m³ | 1 | [5 empty] | Existing
Storages | System | Shaori Reservoir | Max Spill | 1e+30 |  | m³/s | 1 | [5 empty] | Existing
Storages | System | Shuaxevi | End Effects Method | Recycle |  | - | 1 | [5 empty] | Existing
Storages | System | Shuaxevi | Decomposition Method | Targets |  | - | 1 | [5 empty] | Existing
Storages | System | Shuaxevi | Spill Penalty | 10000 |  | $/1000 m³ | 1 | [5 empty] | Existing
Storages | System | Shuaxevi | Max Volume | 1200 |  | 1000 m³ | 1 | [5 empty] | Existing
Storages | System | Shuaxevi | Initial Volume | 600 |  | 1000 m³ | 1 | [5 empty] | Existing
Storages | System | Shuaxevi | Min Volume | 0 |  | 1000 m³ | 1 | [5 empty] | Existing
Storages | System | Shuaxevi | Natural Inflow | 4 |  | m³/s | 1 |  |  | M01 |  |  | Existing
Storages | System | Shuaxevi | Natural Inflow | 5 |  | m³/s | 1 |  |  | M02 |  |  | Existing
Storages | System | Shuaxevi | Natural Inflow | 11 |  | m³/s | 1 |  |  | M03 |  |  | Existing
Storages | System | Shuaxevi | Natural Inflow | 40 |  | m³/s | 1 |  |  | M04 |  |  | Existing
Storages | System | Shuaxevi | Natural Inflow | 31 |  | m³/s | 1 |  |  | M05 |  |  | Existing
Storages | System | Shuaxevi | Natural Inflow | 13 |  | m³/s | 1 |  |  | M06 |  |  | Existing
Storages | System | Shuaxevi | Natural Inflow | 7 |  | m³/s | 1 |  |  | M07 |  |  | Existing
Storages | System | Shuaxevi | Natural Inflow | 4 |  | m³/s | 1 |  |  | M08 |  |  | Existing
Storages | System | Shuaxevi | Natural Inflow | 9 |  | m³/s | 1 |  |  | M09 |  |  | Existing
Storages | System | Shuaxevi | Natural Inflow | 8 |  | m³/s | 1 |  |  | M10 |  |  | Existing
Storages | System | Shuaxevi | Natural Inflow | 13 |  | m³/s | 1 |  |  | M11 |  |  | Existing
Storages | System | Shuaxevi | Natural Inflow | 19 |  | m³/s | 1 |  |  | M12 |  |  | Existing
Storages | System | Shuaxevi | Recycle Penalty | 1000 |  | $/1000 m³ | 1 | [5 empty] | Existing
Storages | System | Shuaxevi | Max Spill | 1e+30 |  | m³/s | 1 | [5 empty] | Existing
Storages | System | Vardnili reservoir | End Effects Method | Recycle |  | - | 1 | [5 empty] | Existing
Storages | System | Vardnili reservoir | Decomposition Method | Targets |  | - | 1 | [5 empty] | Existing
Storages | System | Vardnili reservoir | Spill Penalty | 10000 |  | $/1000 m³ | 1 | [5 empty] | Existing
Storages | System | Vardnili reservoir | Max Volume | 39600 |  | 1000 m³ | 1 | [5 empty] | Existing
Storages | System | Vardnili reservoir | Initial Volume | 28380 |  | 1000 m³ | 1 | [5 empty] | Existing
Storages | System | Vardnili reservoir | Min Volume | 66 |  | 1000 m³ | 1 | [5 empty] | Existing
Storages | System | Vardnili reservoir | Natural Inflow | 28 |  | m³/s | 1 |  |  | M01 | Dry |  | Existing
Storages | System | Vardnili reservoir | Natural Inflow | 23 |  | m³/s | 1 |  |  | M01 | Flood |  | Existing
Storages | System | Vardnili reservoir | Natural Inflow | 29,3 |  | m³/s | 1 |  |  | M01 | Moderate |  | Existing
Storages | System | Vardnili reservoir | Natural Inflow | 30 |  | m³/s | 1 |  |  | M02 | Dry |  | Existing
Storages | System | Vardnili reservoir | Natural Inflow | 22,2 |  | m³/s | 1 |  |  | M02 | Flood |  | Existing
Storages | System | Vardnili reservoir | Natural Inflow | 32,1 |  | m³/s | 1 |  |  | M02 | Moderate |  | Existing
Storages | System | Vardnili reservoir | Natural Inflow | 31 |  | m³/s | 1 |  |  | M03 | Dry |  | Existing
Storages | System | Vardnili reservoir | Natural Inflow | 30,9 |  | m³/s | 1 |  |  | M03 | Flood |  | Existing
Storages | System | Vardnili reservoir | Natural Inflow | 49,2 |  | m³/s | 1 |  |  | M03 | Moderate |  | Existing
Storages | System | Vardnili reservoir | Natural Inflow | 48 |  | m³/s | 1 |  |  | M04 | Dry |  | Existing
Storages | System | Vardnili reservoir | Natural Inflow | 46,7 |  | m³/s | 1 |  |  | M04 | Flood |  | Existing
Storages | System | Vardnili reservoir | Natural Inflow | 34,3 |  | m³/s | 1 |  |  | M04 | Moderate |  | Existing
Storages | System | Vardnili reservoir | Natural Inflow | 52 |  | m³/s | 1 |  |  | M05 | Dry |  | Existing
Storages | System | Vardnili reservoir | Natural Inflow | 30,5 |  | m³/s | 1 |  |  | M05 | Flood |  | Existing
Storages | System | Vardnili reservoir | Natural Inflow | 21 |  | m³/s | 1 |  |  | M05 | Moderate |  | Existing
Storages | System | Vardnili reservoir | Natural Inflow | 31 |  | m³/s | 1 |  |  | M06 | Dry |  | Existing
Storages | System | Vardnili reservoir | Natural Inflow | 17,5 |  | m³/s | 1 |  |  | M06 | Flood |  | Existing
Storages | System | Vardnili reservoir | Natural Inflow | 22,1 |  | m³/s | 1 |  |  | M06 | Moderate |  | Existing
Storages | System | Vardnili reservoir | Natural Inflow | 19 |  | m³/s | 1 |  |  | M07 | Dry |  | Existing
Storages | System | Vardnili reservoir | Natural Inflow | 13 |  | m³/s | 1 |  |  | M07 | Flood |  | Existing
Storages | System | Vardnili reservoir | Natural Inflow | 21,5 |  | m³/s | 1 |  |  | M07 | Moderate |  | Existing
Storages | System | Vardnili reservoir | Natural Inflow | 16 |  | m³/s | 1 |  |  | M08 | Dry |  | Existing
Storages | System | Vardnili reservoir | Natural Inflow | 10,4 |  | m³/s | 1 |  |  | M08 | Flood |  | Existing
Storages | System | Vardnili reservoir | Natural Inflow | 24,9 |  | m³/s | 1 |  |  | M08 | Moderate |  | Existing
Storages | System | Vardnili reservoir | Natural Inflow | 16 |  | m³/s | 1 |  |  | M09 | Dry |  | Existing
Storages | System | Vardnili reservoir | Natural Inflow | 22,7 |  | m³/s | 1 |  |  | M09 | Flood |  | Existing
Storages | System | Vardnili reservoir | Natural Inflow | 23,4 |  | m³/s | 1 |  |  | M09 | Moderate |  | Existing
Storages | System | Vardnili reservoir | Natural Inflow | 22 |  | m³/s | 1 |  |  | M10 | Dry |  | Existing
Storages | System | Vardnili reservoir | Natural Inflow | 24,4 |  | m³/s | 1 |  |  | M10 | Flood |  | Existing
Storages | System | Vardnili reservoir | Natural Inflow | 25,2 |  | m³/s | 1 |  |  | M10 | Moderate |  | Existing
Storages | System | Vardnili reservoir | Natural Inflow | 19 |  | m³/s | 1 |  |  | M11 | Dry |  | Existing
Storages | System | Vardnili reservoir | Natural Inflow | 21 |  | m³/s | 1 |  |  | M11 | Flood |  | Existing
Storages | System | Vardnili reservoir | Natural Inflow | 28,4 |  | m³/s | 1 |  |  | M11 | Moderate |  | Existing
Storages | System | Vardnili reservoir | Natural Inflow | 115 |  | m³/s | 1 |  |  | M12 | Dry |  | Existing
Storages | System | Vardnili reservoir | Natural Inflow | 22 |  | m³/s | 1 |  |  | M12 | Flood |  | Existing
Storages | System | Vardnili reservoir | Natural Inflow | 31,7 |  | m³/s | 1 |  |  | M12 | Moderate |  | Existing
Storages | System | Vardnili reservoir | Recycle Penalty | 1000 |  | $/1000 m³ | 1 | [5 empty] | Existing
Storages | System | Vardnili reservoir | Max Spill | 1e+30 |  | m³/s | 1 | [5 empty] | Existing
Storages | System | Vartsikhe reservoir 1 | Decomposition Method | Targets |  | - | 1 | [5 empty] | Existing
Storages | System | Vartsikhe reservoir 1 | Spill Penalty | 10000 |  | $/1000 m³ | 1 | [5 empty] | Existing
Storages | System | Vartsikhe reservoir 1 | Min Volume | 0 |  | 1000 m³ | 1 | [5 empty] | Existing
Storages | System | Vartsikhe reservoir 1 | Natural Inflow | 117,25 |  | m³/s | 1 |  |  | M1 | Dry |  | Existing
Storages | System | Vartsikhe reservoir 1 | Natural Inflow | 130,3 |  | m³/s | 1 |  |  | M1 | Flood |  | Existing
Storages | System | Vartsikhe reservoir 1 | Natural Inflow | 317 |  | m³/s | 1 |  |  | M1 | Moderate |  | Existing
Storages | System | Vartsikhe reservoir 1 | Natural Inflow | 100 |  | m³/s | 1 |  |  | M10 | Dry |  | Existing
Storages | System | Vartsikhe reservoir 1 | Natural Inflow | 116 |  | m³/s | 1 |  |  | M10 | Flood |  | Existing
Storages | System | Vartsikhe reservoir 1 | Natural Inflow | 97,5 |  | m³/s | 1 |  |  | M10 | Moderate |  | Existing
Storages | System | Vartsikhe reservoir 1 | Natural Inflow | 71 |  | m³/s | 1 |  |  | M11 | Dry |  | Existing
Storages | System | Vartsikhe reservoir 1 | Natural Inflow | 182 |  | m³/s | 1 |  |  | M11 | Flood |  | Existing
Storages | System | Vartsikhe reservoir 1 | Natural Inflow | 130,8 |  | m³/s | 1 |  |  | M11 | Moderate |  | Existing
Storages | System | Vartsikhe reservoir 1 | Natural Inflow | 29,75 |  | m³/s | 1 |  |  | M12 | Dry |  | Existing
Storages | System | Vartsikhe reservoir 1 | Natural Inflow | 315 |  | m³/s | 1 |  |  | M12 | Flood |  | Existing
Storages | System | Vartsikhe reservoir 1 | Natural Inflow | 191 |  | m³/s | 1 |  |  | M12 | Moderate |  | Existing
Storages | System | Vartsikhe reservoir 1 | Natural Inflow | 148 |  | m³/s | 1 |  |  | M2 | Dry |  | Existing
Storages | System | Vartsikhe reservoir 1 | Natural Inflow | 185 |  | m³/s | 1 |  |  | M2 | Flood |  | Existing
Storages | System | Vartsikhe reservoir 1 | Natural Inflow | 366 |  | m³/s | 1 |  |  | M2 | Moderate |  | Existing
Storages | System | Vartsikhe reservoir 1 | Natural Inflow | 220 |  | m³/s | 1 |  |  | M3 | Dry |  | Existing
Storages | System | Vartsikhe reservoir 1 | Natural Inflow | 288 |  | m³/s | 1 |  |  | M3 | Flood |  | Existing
Storages | System | Vartsikhe reservoir 1 | Natural Inflow | 370 |  | m³/s | 1 |  |  | M3 | Moderate |  | Existing
Storages | System | Vartsikhe reservoir 1 | Natural Inflow | 292 |  | m³/s | 1 |  |  | M4 | Dry |  | Existing
Storages | System | Vartsikhe reservoir 1 | Natural Inflow | 324 |  | m³/s | 1 |  |  | M4 | Flood |  | Existing
Storages | System | Vartsikhe reservoir 1 | Natural Inflow | 337 |  | m³/s | 1 |  |  | M4 | Moderate |  | Existing
Storages | System | Vartsikhe reservoir 1 | Natural Inflow | 218 |  | m³/s | 1 |  |  | M5 | Dry |  | Existing
Storages | System | Vartsikhe reservoir 1 | Natural Inflow | 542 |  | m³/s | 1 |  |  | M5 | Flood |  | Existing
Storages | System | Vartsikhe reservoir 1 | Natural Inflow | 330 |  | m³/s | 1 |  |  | M5 | Moderate |  | Existing
Storages | System | Vartsikhe reservoir 1 | Natural Inflow | 227 |  | m³/s | 1 |  |  | M6 | Dry |  | Existing
Storages | System | Vartsikhe reservoir 1 | Natural Inflow | 429 |  | m³/s | 1 |  |  | M6 | Flood |  | Existing
Storages | System | Vartsikhe reservoir 1 | Natural Inflow | 304 |  | m³/s | 1 |  |  | M6 | Moderate |  | Existing
Storages | System | Vartsikhe reservoir 1 | Natural Inflow | 196 |  | m³/s | 1 |  |  | M7 | Dry |  | Existing
Storages | System | Vartsikhe reservoir 1 | Natural Inflow | 309 |  | m³/s | 1 |  |  | M7 | Flood |  | Existing
Storages | System | Vartsikhe reservoir 1 | Natural Inflow | 188 |  | m³/s | 1 |  |  | M7 | Moderate |  | Existing
Storages | System | Vartsikhe reservoir 1 | Natural Inflow | 116 |  | m³/s | 1 |  |  | M8 | Dry |  | Existing
Storages | System | Vartsikhe reservoir 1 | Natural Inflow | 152 |  | m³/s | 1 |  |  | M8 | Flood |  | Existing
Storages | System | Vartsikhe reservoir 1 | Natural Inflow | 152 |  | m³/s | 1 |  |  | M8 | Moderate |  | Existing
Storages | System | Vartsikhe reservoir 1 | Natural Inflow | 82 |  | m³/s | 1 |  |  | M9 | Dry |  | Existing
Storages | System | Vartsikhe reservoir 1 | Natural Inflow | 103 |  | m³/s | 1 |  |  | M9 | Flood |  | Existing
Storages | System | Vartsikhe reservoir 1 | Natural Inflow | 116,6 |  | m³/s | 1 |  |  | M9 | Moderate |  | Existing
Storages | System | Vartsikhe reservoir 1 | Max Spill | 1e+30 |  | m³/s | 1 | [5 empty] | Existing
Storages | System | Vartsikhe reservoir 2 | Spill Penalty | 10000 |  | $/1000 m³ | 1 | [5 empty] | Existing
Storages | System | Vartsikhe reservoir 2 | Max Spill | 1e+30 |  | m³/s | 1 | [5 empty] | Existing
Storages | System | Vartsikhe reservoir 3 | Spill Penalty | 10000 |  | $/1000 m³ | 1 | [5 empty] | Existing
Storages | System | Vartsikhe reservoir 3 | Max Spill | 1e+30 |  | m³/s | 1 | [5 empty] | Existing
Storages | System | Vartsikhe reservoir 4 | Spill Penalty | 10000 |  | $/1000 m³ | 1 | [5 empty] | Existing
Storages | System | Vartsikhe reservoir 4 | Max Spill | 1e+30 |  | m³/s | 1 | [5 empty] | Existing
Storages | System | Xelvachauri | End Effects Method | Recycle |  | - | 1 | [5 empty] | Existing
Storages | System | Xelvachauri | Decomposition Method | Targets |  | - | 1 | [5 empty] | Existing
Storages | System | Xelvachauri | Enforce Bounds | Yes |  | Yes/No | 1 | [5 empty] | Existing
Storages | System | Xelvachauri | Spill Penalty | 10000 |  | $/1000 m³ | 1 | [5 empty] | Existing
Storages | System | Xelvachauri | Max Volume | 5000 |  | 1000 m³ | 1 | [5 empty] | Existing
Storages | System | Xelvachauri | Initial Volume | 2500 |  | 1000 m³ | 1 | [5 empty] | Existing
Storages | System | Xelvachauri | Min Volume | 0 |  | 1000 m³ | 1 | [5 empty] | Existing
Storages | System | Xelvachauri | Natural Inflow | 139 |  | m³/s | 1 |  |  | M01 |  |  | Existing
Storages | System | Xelvachauri | Natural Inflow | 149 |  | m³/s | 1 |  |  | M02 |  |  | Existing
Storages | System | Xelvachauri | Natural Inflow | 176 |  | m³/s | 1 |  |  | M03 |  |  | Existing
Storages | System | Xelvachauri | Natural Inflow | 227 |  | m³/s | 1 |  |  | M04 |  |  | Existing
Storages | System | Xelvachauri | Natural Inflow | 236 |  | m³/s | 1 |  |  | M05 |  |  | Existing
Storages | System | Xelvachauri | Natural Inflow | 309 |  | m³/s | 1 |  |  | M06 |  |  | Existing
Storages | System | Xelvachauri | Natural Inflow | 157 |  | m³/s | 1 |  |  | M07 |  |  | Existing
Storages | System | Xelvachauri | Natural Inflow | 175 |  | m³/s | 1 |  |  | M08 |  |  | Existing
Storages | System | Xelvachauri | Natural Inflow | 111 |  | m³/s | 1 |  |  | M09 |  |  | Existing
Storages | System | Xelvachauri | Natural Inflow | 132 |  | m³/s | 1 |  |  | M10 |  |  | Existing
Storages | System | Xelvachauri | Natural Inflow | 117 |  | m³/s | 1 |  |  | M11 |  |  | Existing
Storages | System | Xelvachauri | Natural Inflow | 82 |  | m³/s | 1 |  |  | M12 |  |  | Existing
Storages | System | Xelvachauri | Recycle Penalty | 1000 |  | $/1000 m³ | 1 | [5 empty] | Existing
Storages | System | Xelvachauri | Max Spill | 1e+30 |  | m³/s | 1 | [5 empty] | Existing
Storages | System | Enguri Pump tail | Decomposition Method | Targets |  | - | 1 | [5 empty] | Candidate
Storages | System | Enguri Pump tail | Spill Penalty | 10000 |  | $/1000 m³ | 1 | [5 empty] | Candidate
Storages | System | Enguri Pump tail | Max Volume | 5500 |  | 1000 m³ | 1 | [5 empty] | Candidate
Storages | System | Enguri Pump tail | Min Volume | 0 |  | 1000 m³ | 1 | [5 empty] | Candidate
Storages | System | Khudoni | End Effects Method | Recycle |  | - | 1 | [5 empty] | Candidate
Storages | System | Khudoni | Decomposition Method | Targets |  | - | 1 | [5 empty] | Candidate
Storages | System | Khudoni | Spill Penalty | 10000 |  | $/1000 m³ | 1 | [5 empty] | Candidate
Storages | System | Khudoni | Max Volume | 255000 |  | 1000 m³ | 1 | [5 empty] | Candidate
Storages | System | Khudoni | Initial Volume | 127000 |  | 1000 m³ | 1 | [5 empty] | Candidate
Storages | System | Khudoni | Min Volume | 0 |  | 1000 m³ | 1 | [5 empty] | Candidate
Storages | System | Khudoni | Natural Inflow | 24 |  | m³/s | 1 |  |  | M01 | Dry |  | Candidate
Storages | System | Khudoni | Natural Inflow | 30 |  | m³/s | 1 |  |  | M01 | Flood |  | Candidate
Storages | System | Khudoni | Natural Inflow | 32 |  | m³/s | 1 |  |  | M01 | Moderate |  | Candidate
Storages | System | Khudoni | Natural Inflow | 39 |  | m³/s | 1 |  |  | M01 | Nenskra H-1 |  | Candidate
Storages | System | Khudoni | Natural Inflow | 4705024893 |  | m³/s | 1 |  |  | M01 | Nenskra H-2 |  | Candidate
Storages | System | Khudoni | Natural Inflow | 45 |  | m³/s | 1 |  |  | M01 | Nenskra H-3 |  | Candidate
Storages | System | Khudoni | Natural Inflow | 23 |  | m³/s | 1 |  |  | M02 | Dry |  | Candidate
Storages | System | Khudoni | Natural Inflow | 29 |  | m³/s | 1 |  |  | M02 | Flood |  | Candidate
Storages | System | Khudoni | Natural Inflow | 29 |  | m³/s | 1 |  |  | M02 | Moderate |  | Candidate
Storages | System | Khudoni | Natural Inflow | 39 |  | m³/s | 1 |  |  | M02 | Nenskra H-1 |  | Candidate
Storages | System | Khudoni | Natural Inflow | 4551915003 |  | m³/s | 1 |  |  | M02 | Nenskra H-2 |  | Candidate
Storages | System | Khudoni | Natural Inflow | 45,2 |  | m³/s | 1 |  |  | M02 | Nenskra H-3 |  | Candidate
Storages | System | Khudoni | Natural Inflow | 31 |  | m³/s | 1 |  |  | M03 | Dry |  | Candidate
Storages | System | Khudoni | Natural Inflow | 39 |  | m³/s | 1 |  |  | M03 | Flood |  | Candidate
Storages | System | Khudoni | Natural Inflow | 89 |  | m³/s | 1 |  |  | M03 | Moderate |  | Candidate
Storages | System | Khudoni | Natural Inflow | 46 |  | m³/s | 1 |  |  | M03 | Nenskra H-1 |  | Candidate
Storages | System | Khudoni | Natural Inflow | 1036836524 |  | m³/s | 1 |  |  | M03 | Nenskra H-2 |  | Candidate
Storages | System | Khudoni | Natural Inflow | 53,2 |  | m³/s | 1 |  |  | M03 | Nenskra H-3 |  | Candidate
Storages | System | Khudoni | Natural Inflow | 86 |  | m³/s | 1 |  |  | M04 | Dry |  | Candidate
Storages | System | Khudoni | Natural Inflow | 110 |  | m³/s | 1 |  |  | M04 | Flood |  | Candidate
Storages | System | Khudoni | Natural Inflow | 150 |  | m³/s | 1 |  |  | M04 | Moderate |  | Candidate
Storages | System | Khudoni | Natural Inflow | 88 |  | m³/s | 1 |  |  | M04 | Nenskra H-1 |  | Candidate
Storages | System | Khudoni | Natural Inflow | 1522301134 |  | m³/s | 1 |  |  | M04 | Nenskra H-2 |  | Candidate
Storages | System | Khudoni | Natural Inflow | 112,1 |  | m³/s | 1 |  |  | M04 | Nenskra H-3 |  | Candidate
Storages | System | Khudoni | Natural Inflow | 232 |  | m³/s | 1 |  |  | M05 | Dry |  | Candidate
Storages | System | Khudoni | Natural Inflow | 230 |  | m³/s | 1 |  |  | M05 | Flood |  | Candidate
Storages | System | Khudoni | Natural Inflow | 284 |  | m³/s | 1 |  |  | M05 | Moderate |  | Candidate
Storages | System | Khudoni | Natural Inflow | 218 |  | m³/s | 1 |  |  | M05 | Nenskra H-1 |  | Candidate
Storages | System | Khudoni | Natural Inflow | 2693342863 |  | m³/s | 1 |  |  | M05 | Nenskra H-2 |  | Candidate
Storages | System | Khudoni | Natural Inflow | 215,3 |  | m³/s | 1 |  |  | M05 | Nenskra H-3 |  | Candidate
Storages | System | Khudoni | Natural Inflow | 297 |  | m³/s | 1 |  |  | M06 | Dry |  | Candidate
Storages | System | Khudoni | Natural Inflow | 286 |  | m³/s | 1 |  |  | M06 | Flood |  | Candidate
Storages | System | Khudoni | Natural Inflow | 257 |  | m³/s | 1 |  |  | M06 | Moderate |  | Candidate
Storages | System | Khudoni | Natural Inflow | 2762078222 |  | m³/s | 1 |  |  | M06 | Nenskra H-1 |  | Candidate
Storages | System | Khudoni | Natural Inflow | 236044603 |  | m³/s | 1 |  |  | M06 | Nenskra H-2 |  | Candidate
Storages | System | Khudoni | Natural Inflow | 265 |  | m³/s | 1 |  |  | M06 | Nenskra H-3 |  | Candidate
Storages | System | Khudoni | Natural Inflow | 210 |  | m³/s | 1 |  |  | M07 | Dry |  | Candidate
Storages | System | Khudoni | Natural Inflow | 302 |  | m³/s | 1 |  |  | M07 | Flood |  | Candidate
Storages | System | Khudoni | Natural Inflow | 249 |  | m³/s | 1 |  |  | M07 | Moderate |  | Candidate
Storages | System | Khudoni | Natural Inflow | 1942544526 |  | m³/s | 1 |  |  | M07 | Nenskra H-1 |  | Candidate
Storages | System | Khudoni | Natural Inflow | 2332529385 |  | m³/s | 1 |  |  | M07 | Nenskra H-2 |  | Candidate
Storages | System | Khudoni | Natural Inflow | 286 |  | m³/s | 1 |  |  | M07 | Nenskra H-3 |  | Candidate
Storages | System | Khudoni | Natural Inflow | 132 |  | m³/s | 1 |  |  | M08 | Dry |  | Candidate
Storages | System | Khudoni | Natural Inflow | 232 |  | m³/s | 1 |  |  | M08 | Flood |  | Candidate
Storages | System | Khudoni | Natural Inflow | 136 |  | m³/s | 1 |  |  | M08 | Moderate |  | Candidate
Storages | System | Khudoni | Natural Inflow | 1266173177 |  | m³/s | 1 |  |  | M08 | Nenskra H-1 |  | Candidate
Storages | System | Khudoni | Natural Inflow | 130151681 |  | m³/s | 1 |  |  | M08 | Nenskra H-2 |  | Candidate
Storages | System | Khudoni | Natural Inflow | 226,4 |  | m³/s | 1 |  |  | M08 | Nenskra H-3 |  | Candidate
Storages | System | Khudoni | Natural Inflow | 61 |  | m³/s | 1 |  |  | M09 | Dry |  | Candidate
Storages | System | Khudoni | Natural Inflow | 132 |  | m³/s | 1 |  |  | M09 | Flood |  | Candidate
Storages | System | Khudoni | Natural Inflow | 82 |  | m³/s | 1 |  |  | M09 | Moderate |  | Candidate
Storages | System | Khudoni | Natural Inflow | 5932841965 |  | m³/s | 1 |  |  | M09 | Nenskra H-1 |  | Candidate
Storages | System | Khudoni | Natural Inflow | 801329672 |  | m³/s | 1 |  |  | M09 | Nenskra H-2 |  | Candidate
Storages | System | Khudoni | Natural Inflow | 130,2 |  | m³/s | 1 |  |  | M09 | Nenskra H-3 |  | Candidate
Storages | System | Khudoni | Natural Inflow | 51 |  | m³/s | 1 |  |  | M10 | Dry |  | Candidate
Storages | System | Khudoni | Natural Inflow | 80 |  | m³/s | 1 |  |  | M10 | Flood |  | Candidate
Storages | System | Khudoni | Natural Inflow | 55 |  | m³/s | 1 |  |  | M10 | Moderate |  | Candidate
Storages | System | Khudoni | Natural Inflow | 4986630909 |  | m³/s | 1 |  |  | M10 | Nenskra H-1 |  | Candidate
Storages | System | Khudoni | Natural Inflow | 5404328389 |  | m³/s | 1 |  |  | M10 | Nenskra H-2 |  | Candidate
Storages | System | Khudoni | Natural Inflow | 79,1 |  | m³/s | 1 |  |  | M10 | Nenskra H-3 |  | Candidate
Storages | System | Khudoni | Natural Inflow | 22 |  | m³/s | 1 |  |  | M11 | Dry |  | Candidate
Storages | System | Khudoni | Natural Inflow | 56 |  | m³/s | 1 |  |  | M11 | Flood |  | Candidate
Storages | System | Khudoni | Natural Inflow | 37 |  | m³/s | 1 |  |  | M11 | Moderate |  | Candidate
Storages | System | Khudoni | Natural Inflow | 223274855 |  | m³/s | 1 |  |  | M11 | Nenskra H-1 |  | Candidate
Storages | System | Khudoni | Natural Inflow | 3815179387 |  | m³/s | 1 |  |  | M11 | Nenskra H-2 |  | Candidate
Storages | System | Khudoni | Natural Inflow | 56,8 |  | m³/s | 1 |  |  | M11 | Nenskra H-3 |  | Candidate
Storages | System | Khudoni | Natural Inflow | 17 |  | m³/s | 1 |  |  | M12 | Dry |  | Candidate
Storages | System | Khudoni | Natural Inflow | 39 |  | m³/s | 1 |  |  | M12 | Flood |  | Candidate
Storages | System | Khudoni | Natural Inflow | 37 |  | m³/s | 1 |  |  | M12 | Moderate |  | Candidate
Storages | System | Khudoni | Natural Inflow | 302505107 |  | m³/s | 1 |  |  | M12 | Nenskra H-1 |  | Candidate
Storages | System | Khudoni | Natural Inflow | 496895088 |  | m³/s | 1 |  |  | M12 | Nenskra H-2 |  | Candidate
Storages | System | Khudoni | Natural Inflow | 51,9 |  | m³/s | 1 |  |  | M12 | Nenskra H-3 |  | Candidate
Storages | System | Khudoni | Recycle Penalty | 1000 |  | $/1000 m³ | 1 | [5 empty] | Candidate
Storages | System | Khudoni | Max Spill | 1e+30 |  | m³/s | 1 | [5 empty] | Candidate
Storages | System | L-Namakvani | End Effects Method | Recycle |  | - | 1 | [5 empty] | Candidate
Storages | System | L-Namakvani | Decomposition Method | Targets |  | - | 1 | [5 empty] | Candidate
Storages | System | L-Namakvani | Spill Penalty | 10000 |  | $/1000 m³ | 1 | [5 empty] | Candidate
Storages | System | L-Namakvani | Max Volume | 71500 |  | 1000 m³ | 1 | [5 empty] | Candidate
Storages | System | L-Namakvani | Initial Volume | 30000 |  | 1000 m³ | 1 | [5 empty] | Candidate
Storages | System | L-Namakvani | Min Volume | 0 |  | 1000 m³ | 1 | [5 empty] | Candidate
Storages | System | L-Namakvani | Natural Inflow | 4 |  | m³/s | 1 |  |  | M01 | Dry |  | Candidate
Storages | System | L-Namakvani | Natural Inflow | 6,4 |  | m³/s | 1 |  |  | M01 | Flood |  | Candidate
Storages | System | L-Namakvani | Natural Inflow | 3,5 |  | m³/s | 1 |  |  | M01 | Moderate |  | Candidate
Storages | System | L-Namakvani | Natural Inflow | 3 |  | m³/s | 1 |  |  | M02 | Dry |  | Candidate
Storages | System | L-Namakvani | Natural Inflow | 6,5 |  | m³/s | 1 |  |  | M02 | Flood |  | Candidate
Storages | System | L-Namakvani | Natural Inflow | 4,3 |  | m³/s | 1 |  |  | M02 | Moderate |  | Candidate
Storages | System | L-Namakvani | Natural Inflow | 5 |  | m³/s | 1 |  |  | M03 | Dry |  | Candidate
Storages | System | L-Namakvani | Natural Inflow | 13,3 |  | m³/s | 1 |  |  | M03 | Flood |  | Candidate
Storages | System | L-Namakvani | Natural Inflow | 10,4 |  | m³/s | 1 |  |  | M03 | Moderate |  | Candidate
Storages | System | L-Namakvani | Natural Inflow | 24 |  | m³/s | 1 |  |  | M04 | Dry |  | Candidate
Storages | System | L-Namakvani | Natural Inflow | 18,3 |  | m³/s | 1 |  |  | M04 | Flood |  | Candidate
Storages | System | L-Namakvani | Natural Inflow | 18,1 |  | m³/s | 1 |  |  | M04 | Moderate |  | Candidate
Storages | System | L-Namakvani | Natural Inflow | 22 |  | m³/s | 1 |  |  | M05 | Dry |  | Candidate
Storages | System | L-Namakvani | Natural Inflow | 18,5 |  | m³/s | 1 |  |  | M05 | Flood |  | Candidate
Storages | System | L-Namakvani | Natural Inflow | 24,4 |  | m³/s | 1 |  |  | M05 | Moderate |  | Candidate
Storages | System | L-Namakvani | Natural Inflow | 19 |  | m³/s | 1 |  |  | M06 | Dry |  | Candidate
Storages | System | L-Namakvani | Natural Inflow | 14,9 |  | m³/s | 1 |  |  | M06 | Flood |  | Candidate
Storages | System | L-Namakvani | Natural Inflow | 22,9 |  | m³/s | 1 |  |  | M06 | Moderate |  | Candidate
Storages | System | L-Namakvani | Natural Inflow | 9 |  | m³/s | 1 |  |  | M07 | Dry |  | Candidate
Storages | System | L-Namakvani | Natural Inflow | 16,8 |  | m³/s | 1 |  |  | M07 | Flood |  | Candidate
Storages | System | L-Namakvani | Natural Inflow | 14,3 |  | m³/s | 1 |  |  | M07 | Moderate |  | Candidate
Storages | System | L-Namakvani | Natural Inflow | 5 |  | m³/s | 1 |  |  | M08 | Dry |  | Candidate
Storages | System | L-Namakvani | Natural Inflow | 10,4 |  | m³/s | 1 |  |  | M08 | Flood |  | Candidate
Storages | System | L-Namakvani | Natural Inflow | 7,8 |  | m³/s | 1 |  |  | M08 | Moderate |  | Candidate
Storages | System | L-Namakvani | Natural Inflow | 5 |  | m³/s | 1 |  |  | M09 | Dry |  | Candidate
Storages | System | L-Namakvani | Natural Inflow | 14,9 |  | m³/s | 1 |  |  | M09 | Flood |  | Candidate
Storages | System | L-Namakvani | Natural Inflow | 6,8 |  | m³/s | 1 |  |  | M09 | Moderate |  | Candidate
Storages | System | L-Namakvani | Natural Inflow | 7 |  | m³/s | 1 |  |  | M10 | Dry |  | Candidate
Storages | System | L-Namakvani | Natural Inflow | 15,7 |  | m³/s | 1 |  |  | M10 | Flood |  | Candidate
Storages | System | L-Namakvani | Natural Inflow | 10,1 |  | m³/s | 1 |  |  | M10 | Moderate |  | Candidate
Storages | System | L-Namakvani | Natural Inflow | 8 |  | m³/s | 1 |  |  | M11 | Dry |  | Candidate
Storages | System | L-Namakvani | Natural Inflow | 5,8 |  | m³/s | 1 |  |  | M11 | Flood |  | Candidate
Storages | System | L-Namakvani | Natural Inflow | 5,8 |  | m³/s | 1 |  |  | M11 | Moderate |  | Candidate
Storages | System | L-Namakvani | Natural Inflow | 5 |  | m³/s | 1 |  |  | M12 | Dry |  | Candidate
Storages | System | L-Namakvani | Natural Inflow | 6,1 |  | m³/s | 1 |  |  | M12 | Flood |  | Candidate
Storages | System | L-Namakvani | Natural Inflow | 4,6 |  | m³/s | 1 |  |  | M12 | Moderate |  | Candidate
Storages | System | L-Namakvani | Recycle Penalty | 1000 |  | $/1000 m³ | 1 | [5 empty] | Candidate
Storages | System | L-Namakvani | Max Spill | 1e+30 |  | m³/s | 1 | [5 empty] | Candidate
Storages | System | Nenskra | End Effects Method | Recycle |  | - | 1 | [5 empty] | Candidate
Storages | System | Nenskra | Decomposition Method | Targets |  | - | 1 | [5 empty] | Candidate
Storages | System | Nenskra | Spill Penalty | 10000 |  | $/1000 m³ | 1 | [5 empty] | Candidate
Storages | System | Nenskra | Max Volume | 160000 |  | 1000 m³ | 1 | [5 empty] | Candidate
Storages | System | Nenskra | Initial Volume | 80000 |  | 1000 m³ | 1 | [5 empty] | Candidate
Storages | System | Nenskra | Min Volume | 0 |  | 1000 m³ | 1 | [5 empty] | Candidate
Storages | System | Nenskra | Natural Inflow | 5 |  | m³/s | 1 |  |  | M01 | Dry |  | Candidate
Storages | System | Nenskra | Natural Inflow | 11,52 |  | m³/s | 1 |  |  | M01 | Flood |  | Candidate
Storages | System | Nenskra | Natural Inflow | 5,76 |  | m³/s | 1 |  |  | M01 | Moderate |  | Candidate
Storages | System | Nenskra | Natural Inflow | 4 |  | m³/s | 1 |  |  | M02 | Dry |  | Candidate
Storages | System | Nenskra | Natural Inflow | 13,14 |  | m³/s | 1 |  |  | M02 | Flood |  | Candidate
Storages | System | Nenskra | Natural Inflow | 4,32 |  | m³/s | 1 |  |  | M02 | Moderate |  | Candidate
Storages | System | Nenskra | Natural Inflow | 5 |  | m³/s | 1 |  |  | M03 | Dry |  | Candidate
Storages | System | Nenskra | Natural Inflow | 22,5 |  | m³/s | 1 |  |  | M03 | Flood |  | Candidate
Storages | System | Nenskra | Natural Inflow | 9,36 |  | m³/s | 1 |  |  | M03 | Moderate |  | Candidate
Storages | System | Nenskra | Natural Inflow | 36 |  | m³/s | 1 |  |  | M04 | Dry |  | Candidate
Storages | System | Nenskra | Natural Inflow | 30,96 |  | m³/s | 1 |  |  | M04 | Flood |  | Candidate
Storages | System | Nenskra | Natural Inflow | 23,22 |  | m³/s | 1 |  |  | M04 | Moderate |  | Candidate
Storages | System | Nenskra | Natural Inflow | 56 |  | m³/s | 1 |  |  | M05 | Dry |  | Candidate
Storages | System | Nenskra | Natural Inflow | 67,5 |  | m³/s | 1 |  |  | M05 | Flood |  | Candidate
Storages | System | Nenskra | Natural Inflow | 49,68 |  | m³/s | 1 |  |  | M05 | Moderate |  | Candidate
Storages | System | Nenskra | Natural Inflow | 61 |  | m³/s | 1 |  |  | M06 | Dry |  | Candidate
Storages | System | Nenskra | Natural Inflow | 97,2 |  | m³/s | 1 |  |  | M06 | Flood |  | Candidate
Storages | System | Nenskra | Natural Inflow | 69,12 |  | m³/s | 1 |  |  | M06 | Moderate |  | Candidate
Storages | System | Nenskra | Natural Inflow | 39 |  | m³/s | 1 |  |  | M07 | Dry |  | Candidate
Storages | System | Nenskra | Natural Inflow | 72,72 |  | m³/s | 1 |  |  | M07 | Flood |  | Candidate
Storages | System | Nenskra | Natural Inflow | 66,24 |  | m³/s | 1 |  |  | M07 | Moderate |  | Candidate
Storages | System | Nenskra | Natural Inflow | 37 |  | m³/s | 1 |  |  | M08 | Dry |  | Candidate
Storages | System | Nenskra | Natural Inflow | 35,64 |  | m³/s | 1 |  |  | M08 | Flood |  | Candidate
Storages | System | Nenskra | Natural Inflow | 33,48 |  | m³/s | 1 |  |  | M08 | Moderate |  | Candidate
Storages | System | Nenskra | Natural Inflow | 20 |  | m³/s | 1 |  |  | M09 | Dry |  | Candidate
Storages | System | Nenskra | Natural Inflow | 25,2 |  | m³/s | 1 |  |  | M09 | Flood |  | Candidate
Storages | System | Nenskra | Natural Inflow | 17,82 |  | m³/s | 1 |  |  | M09 | Moderate |  | Candidate
Storages | System | Nenskra | Natural Inflow | 17 |  | m³/s | 1 |  |  | M10 | Dry |  | Candidate
Storages | System | Nenskra | Natural Inflow | 32,04 |  | m³/s | 1 |  |  | M10 | Flood |  | Candidate
Storages | System | Nenskra | Natural Inflow | 18,54 |  | m³/s | 1 |  |  | M10 | Moderate |  | Candidate
Storages | System | Nenskra | Natural Inflow | 19 |  | m³/s | 1 |  |  | M11 | Dry |  | Candidate
Storages | System | Nenskra | Natural Inflow | 15,84 |  | m³/s | 1 |  |  | M11 | Flood |  | Candidate
Storages | System | Nenskra | Natural Inflow | 6,66 |  | m³/s | 1 |  |  | M11 | Moderate |  | Candidate
Storages | System | Nenskra | Natural Inflow | 7 |  | m³/s | 1 |  |  | M12 | Dry |  | Candidate
Storages | System | Nenskra | Natural Inflow | 10,26 |  | m³/s | 1 |  |  | M12 | Flood |  | Candidate
Storages | System | Nenskra | Natural Inflow | 4,5 |  | m³/s | 1 |  |  | M12 | Moderate |  | Candidate
Storages | System | Nenskra | Recycle Penalty | 1000 |  | $/1000 m³ | 1 | [5 empty] | Candidate
Storages | System | Nenskra | Max Spill | 4680 |  | m³/s | 1 | [5 empty] | Candidate
Storages | System | U-Namakvani | End Effects Method | Recycle |  | - | 1 | [5 empty] | Candidate
Storages | System | U-Namakvani | Decomposition Method | Targets |  | - | 1 | [5 empty] | Candidate
Storages | System | U-Namakvani | Spill Penalty | 10000 |  | $/1000 m³ | 1 | [5 empty] | Candidate
Storages | System | U-Namakvani | Max Volume | 2600 |  | 1000 m³ | 1 | [5 empty] | Candidate
Storages | System | U-Namakvani | Initial Volume | 1250 |  | 1000 m³ | 1 | [5 empty] | Candidate
Storages | System | U-Namakvani | Min Volume | 0 |  | 1000 m³ | 1 | [5 empty] | Candidate
Storages | System | U-Namakvani | Natural Inflow | 46 |  | m³/s | 1 |  |  | M01 | Dry |  | Candidate
Storages | System | U-Namakvani | Natural Inflow | 72,5 |  | m³/s | 1 |  |  | M01 | Flood |  | Candidate
Storages | System | U-Namakvani | Natural Inflow | 40,7 |  | m³/s | 1 |  |  | M01 | Moderate |  | Candidate
Storages | System | U-Namakvani | Natural Inflow | 40 |  | m³/s | 1 |  |  | M02 | Dry |  | Candidate
Storages | System | U-Namakvani | Natural Inflow | 75,8 |  | m³/s | 1 |  |  | M02 | Flood |  | Candidate
Storages | System | U-Namakvani | Natural Inflow | 50,4 |  | m³/s | 1 |  |  | M02 | Moderate |  | Candidate
Storages | System | U-Namakvani | Natural Inflow | 62 |  | m³/s | 1 |  |  | M03 | Dry |  | Candidate
Storages | System | U-Namakvani | Natural Inflow | 155,6 |  | m³/s | 1 |  |  | M03 | Flood |  | Candidate
Storages | System | U-Namakvani | Natural Inflow | 122,1 |  | m³/s | 1 |  |  | M03 | Moderate |  | Candidate
Storages | System | U-Namakvani | Natural Inflow | 284 |  | m³/s | 1 |  |  | M04 | Dry |  | Candidate
Storages | System | U-Namakvani | Natural Inflow | 214,5 |  | m³/s | 1 |  |  | M04 | Flood |  | Candidate
Storages | System | U-Namakvani | Natural Inflow | 212,5 |  | m³/s | 1 |  |  | M04 | Moderate |  | Candidate
Storages | System | U-Namakvani | Natural Inflow | 258 |  | m³/s | 1 |  |  | M05 | Dry |  | Candidate
Storages | System | U-Namakvani | Natural Inflow | 216,8 |  | m³/s | 1 |  |  | M05 | Flood |  | Candidate
Storages | System | U-Namakvani | Natural Inflow | 295,6 |  | m³/s | 1 |  |  | M05 | Moderate |  | Candidate
Storages | System | U-Namakvani | Natural Inflow | 220 |  | m³/s | 1 |  |  | M06 | Dry |  | Candidate
Storages | System | U-Namakvani | Natural Inflow | 173,9 |  | m³/s | 1 |  |  | M06 | Flood |  | Candidate
Storages | System | U-Namakvani | Natural Inflow | 268,1 |  | m³/s | 1 |  |  | M06 | Moderate |  | Candidate
Storages | System | U-Namakvani | Natural Inflow | 105 |  | m³/s | 1 |  |  | M07 | Dry |  | Candidate
Storages | System | U-Namakvani | Natural Inflow | 196,5 |  | m³/s | 1 |  |  | M07 | Flood |  | Candidate
Storages | System | U-Namakvani | Natural Inflow | 167,5 |  | m³/s | 1 |  |  | M07 | Moderate |  | Candidate
Storages | System | U-Namakvani | Natural Inflow | 61 |  | m³/s | 1 |  |  | M08 | Dry |  | Candidate
Storages | System | U-Namakvani | Natural Inflow | 121,6 |  | m³/s | 1 |  |  | M08 | Flood |  | Candidate
Storages | System | U-Namakvani | Natural Inflow | 91,4 |  | m³/s | 1 |  |  | M08 | Moderate |  | Candidate
Storages | System | U-Namakvani | Natural Inflow | 54 |  | m³/s | 1 |  |  | M09 | Dry |  | Candidate
Storages | System | U-Namakvani | Natural Inflow | 177,1 |  | m³/s | 1 |  |  | M09 | Flood |  | Candidate
Storages | System | U-Namakvani | Natural Inflow | 78,8 |  | m³/s | 1 |  |  | M09 | Moderate |  | Candidate
Storages | System | U-Namakvani | Natural Inflow | 78 |  | m³/s | 1 |  |  | M10 | Dry |  | Candidate
Storages | System | U-Namakvani | Natural Inflow | 183,3 |  | m³/s | 1 |  |  | M10 | Flood |  | Candidate
Storages | System | U-Namakvani | Natural Inflow | 118,5 |  | m³/s | 1 |  |  | M10 | Moderate |  | Candidate
Storages | System | U-Namakvani | Natural Inflow | 90 |  | m³/s | 1 |  |  | M11 | Dry |  | Candidate
Storages | System | U-Namakvani | Natural Inflow | 68 |  | m³/s | 1 |  |  | M11 | Flood |  | Candidate
Storages | System | U-Namakvani | Natural Inflow | 67,9 |  | m³/s | 1 |  |  | M11 | Moderate |  | Candidate
Storages | System | U-Namakvani | Natural Inflow | 58 |  | m³/s | 1 |  |  | M12 | Dry |  | Candidate
Storages | System | U-Namakvani | Natural Inflow | 71,5 |  | m³/s | 1 |  |  | M12 | Flood |  | Candidate
Storages | System | U-Namakvani | Natural Inflow | 54,1 |  | m³/s | 1 |  |  | M12 | Moderate |  | Candidate
Storages | System | U-Namakvani | Recycle Penalty | 1000 |  | $/1000 m³ | 1 | [5 empty] | Candidate
Storages | System | U-Namakvani | Max Spill | 1e+30 |  | m³/s | 1 | [5 empty] | Candidate
Storage.Constraints | Enguri reservoir | Maxcapa <= vol - 420 m | End Volume Coefficient | -0,0167 |  | 1000 m³ | 1 | [5 empty] | Enguri
Storage.Constraints | Enguri reservoir | Maxcapa <= vol - 460 m | End Volume Coefficient | -0,00109 |  | 1000 m³ | 1 | [5 empty] | Enguri
Storage.Constraints | Enguri reservoir | Maxcapa <= vol - 500m | End Volume Coefficient | -0,00066 |  | 1000 m³ | 1 | [5 empty] | Enguri

## Waterways
Waterway | Property | Value | Data File | Units | Band | Date From | Date To | Timeslice | Scenario | Memo
Enguri-Vardnili | Flow Control | Spill Only |  | - | 1
Enguri-Vardnili | Max Flow | 4290 |  | m³/s | 1
Gumati 1-2 | Flow Control | Spill Only |  | - | 1
Gumati-Rioni | Flow Control | Spill Only |  | - | 1
Gumati-Rioni | Max Flow | 1000 |  | m³/s | 1
Khrami 1-khrami 2 | Flow Control | Spill Only |  | - | 1
Khrami 1-khrami 2 | Max Flow | 1000 |  | m³/s | 1
Lajanuri-Gumati | Flow Control | Spill Only |  | - | 1
Lajanuri-Gumati | Max Flow | 1000 |  | m³/s | 1
Namakvani 1-2 | Traversal Time | 0 |  | h | 1
Namakvani 1-2 | Flow Control | Spill Only |  | - | 1
Namakvani 1-2 | Max Flow | 1e+30 |  | m³/s | 1
Rioni-Vartsike | Flow Control | Spill Only |  | - | 1
Rioni-Vartsike | Max Flow | 1000 |  | m³/s | 1
Shaori-Dzevruli | Flow Control | Spill Only |  | - | 1
Shaori-Dzevruli | Max Flow | 1000 |  | m³/s | 1
Vartsikhe1-2 | Flow Control | Spill Only |  | - | 1
Vartsikhe2-3 | Flow Control | Spill Only |  | - | 1
Vartsikhe3-4 | Flow Control | Spill Only |  | - | 1

## Reserves
Collection | Parent Object | Child Object | Property | Value | Data File | Units | Band | Date From | Date To | Timeslice | Scenario | Memo | Category
Reserves | System | AFRR - Down | Type | Lower |  | - | 1 | [5 empty] | -
Reserves | System | AFRR - Down | Mutually Exclusive | No |  | - | 1 | [5 empty] | -
Reserves | System | AFRR - Down | Is Enabled | Yes |  | Yes/No | 1 | [5 empty] | -
Reserves | System | AFRR - Down | Timeframe | 300 |  | s | 1 |  |  |  | - prvision time |  | -
Reserves | System | AFRR - Down | Duration | 14400 |  | s | 1 |  |  |  | - prvision time |  | -
Reserves | System | AFRR - Down | VoRS | 20000 |  | $/MW | 1 | [5 empty] | -
Reserves | System | AFRR - UP | Type | Raise |  | - | 1 | [5 empty] | -
Reserves | System | AFRR - UP | Mutually Exclusive | No |  | - | 1 | [5 empty] | -
Reserves | System | AFRR - UP | Is Enabled | Yes |  | Yes/No | 1 | [5 empty] | -
Reserves | System | AFRR - UP | Timeframe | 300 |  | s | 1 |  |  |  | - prvision time |  | -
Reserves | System | AFRR - UP | Duration | 14400 |  | s | 1 |  |  |  | - prvision time |  | -
Reserves | System | AFRR - UP | VoRS | 20000 |  | $/MW | 1 | [5 empty] | -
Reserves | System | AFRR PV - Down | Type | Lower |  | - | 1 | [5 empty] | -
Reserves | System | AFRR PV - Down | Mutually Exclusive | No |  | - | 1 | [5 empty] | -
Reserves | System | AFRR PV - Down | Is Enabled | Yes |  | Yes/No | 1 |  |  | H07-19 |  |  | -
Reserves | System | AFRR PV - Down | Timeframe | 300 |  | s | 1 |  |  |  | - prvision time |  | -
Reserves | System | AFRR PV - Down | Duration | 14400 |  | s | 1 |  |  |  | - prvision time |  | -
Reserves | System | AFRR PV - Down | VoRS | 20000 |  | $/MW | 1 | [5 empty] | -
Reserves | System | AFRR PV - UP | Type | Raise |  | - | 1 | [5 empty] | -
Reserves | System | AFRR PV - UP | Mutually Exclusive | No |  | - | 1 | [5 empty] | -
Reserves | System | AFRR PV - UP | Is Enabled | Yes |  | Yes/No | 1 |  |  | H07-19 |  |  | -
Reserves | System | AFRR PV - UP | Timeframe | 300 |  | s | 1 |  |  |  | - prvision time |  | -
Reserves | System | AFRR PV - UP | Duration | 14400 |  | s | 1 |  |  |  | - prvision time |  | -
Reserves | System | AFRR PV - UP | VoRS | 20000 |  | $/MW | 1 | [5 empty] | -
Reserves | System | FCR - Down | Type | Regulation Lower |  | - | 1 | [5 empty] | -
Reserves | System | FCR - Down | Mutually Exclusive | No |  | - | 1 | [5 empty] | -
Reserves | System | FCR - Down | Is Enabled | Yes |  | Yes/No | 1 | [5 empty] | -
Reserves | System | FCR - Down | Timeframe | 30 |  | s | 1 |  |  |  | - prvision time |  | -
Reserves | System | FCR - Down | Duration | 14400 |  | s | 1 |  |  |  | - prvision time |  | -
Reserves | System | FCR - Down | VoRS | 20000 |  | $/MW | 1 | [5 empty] | -
Reserves | System | FCR - UP | Type | Regulation Raise |  | - | 1 | [5 empty] | -
Reserves | System | FCR - UP | Mutually Exclusive | No |  | - | 1 | [5 empty] | -
Reserves | System | FCR - UP | Is Enabled | Yes |  | Yes/No | 1 | [5 empty] | -
Reserves | System | FCR - UP | Timeframe | 30 |  | s | 1 |  |  |  | - prvision time |  | -
Reserves | System | FCR - UP | Duration | 14400 |  | s | 1 |  |  |  | - prvision time |  | -
Reserves | System | FCR - UP | VoRS | 20000 |  | $/MW | 1 | [5 empty] | -
Reserves | System | FCR PV - Down | Type | Regulation Lower |  | - | 1 | [5 empty] | -
Reserves | System | FCR PV - Down | Mutually Exclusive | No |  | - | 1 | [5 empty] | -
Reserves | System | FCR PV - Down | Is Enabled | Yes |  | Yes/No | 1 |  |  | H07-19 |  |  | -
Reserves | System | FCR PV - Down | Timeframe | 30 |  | s | 1 |  |  |  | - prvision time |  | -
Reserves | System | FCR PV - Down | Duration | 14400 |  | s | 1 |  |  |  | - prvision time |  | -
Reserves | System | FCR PV - Down | VoRS | 20000 |  | $/MW | 1 | [5 empty] | -
Reserves | System | FCR PV - UP | Type | Regulation Raise |  | - | 1 | [5 empty] | -
Reserves | System | FCR PV - UP | Mutually Exclusive | No |  | - | 1 | [5 empty] | -
Reserves | System | FCR PV - UP | Is Enabled | Yes |  | Yes/No | 1 |  |  | H07-19 |  |  | -
Reserves | System | FCR PV - UP | Timeframe | 30 |  | s | 1 |  |  |  | - prvision time |  | -
Reserves | System | FCR PV - UP | Duration | 14400 |  | s | 1 |  |  |  | - prvision time |  | -
Reserves | System | FCR PV - UP | VoRS | 20000 |  | $/MW | 1 | [5 empty] | -
Reserves | System | MFRR - Down | Type | Lower |  | - | 1 | [5 empty] | -
Reserves | System | MFRR - Down | Mutually Exclusive | No |  | - | 1 | [5 empty] | -
Reserves | System | MFRR - Down | Is Enabled | Yes |  | Yes/No | 1 | [5 empty] | -
Reserves | System | MFRR - Down | Timeframe | 900 |  | s | 1 |  |  |  | - prvision time |  | -
Reserves | System | MFRR - Down | Duration | 14400 |  | s | 1 |  |  |  | - prvision time |  | -
Reserves | System | MFRR - Down | VoRS | 20000 |  | $/MW | 1 | [5 empty] | -
Reserves | System | MFRR - UP | Type | Raise |  | - | 1 | [5 empty] | -
Reserves | System | MFRR - UP | Mutually Exclusive | No |  | - | 1 | [5 empty] | -
Reserves | System | MFRR - UP | Is Enabled | Yes |  | Yes/No | 1 | [5 empty] | -
Reserves | System | MFRR - UP | Timeframe | 900 |  | s | 1 |  |  |  | - prvision time |  | -
Reserves | System | MFRR - UP | Duration | 14400 |  | s | 1 |  |  |  | - prvision time |  | -
Reserves | System | MFRR - UP | VoRS | 20000 |  | $/MW | 1 | [5 empty] | -
Reserves | System | MFRR PV - Down | Type | Lower |  | - | 1 | [5 empty] | -
Reserves | System | MFRR PV - Down | Mutually Exclusive | No |  | - | 1 | [5 empty] | -
Reserves | System | MFRR PV - Down | Is Enabled | Yes |  | Yes/No | 1 |  |  | H07-19 |  |  | -
Reserves | System | MFRR PV - Down | Timeframe | 900 |  | s | 1 |  |  |  | - prvision time |  | -
Reserves | System | MFRR PV - Down | Duration | 14400 |  | s | 1 |  |  |  | - prvision time |  | -
Reserves | System | MFRR PV - Down | VoRS | 20000 |  | $/MW | 1 | [5 empty] | -
Reserves | System | MFRR PV - UP | Type | Raise |  | - | 1 | [5 empty] | -
Reserves | System | MFRR PV - UP | Mutually Exclusive | No |  | - | 1 | [5 empty] | -
Reserves | System | MFRR PV - UP | Is Enabled | Yes |  | Yes/No | 1 |  |  | H07-19 |  |  | -
Reserves | System | MFRR PV - UP | Timeframe | 900 |  | s | 1 |  |  |  | - prvision time |  | -
Reserves | System | MFRR PV - UP | Duration | 14400 |  | s | 1 |  |  |  | - prvision time |  | -
Reserves | System | MFRR PV - UP | VoRS | 20000 |  | $/MW | 1 | [5 empty] | -
Reserves | System | RR | Type | Replacement |  | - | 1 | [5 empty] | -
Reserves | System | RR | Mutually Exclusive | No |  | - | 1 | [5 empty] | -
Reserves | System | RR | Is Enabled | Yes |  | Yes/No | 1 | [5 empty] | -
Reserves | System | RR | Min Provision | 250 |  | MW | 1 | [5 empty] | -
Reserves | System | RR | Timeframe | 3600 |  | s | 1 |  |  |  | - prvision time |  | -
Reserves | System | RR | Duration | 14400 |  | s | 1 | [5 empty] | -
Reserves | System | RR | VoRS | 20000 |  | $/MW | 1 | [5 empty] | -
Reserve.Generators | AFRR - Down | Khudoni | Max Response Factor | 100 |  | % | 1 | [5 empty] | Candidate HPP
Reserve.Generators | AFRR - Down | Namakhvani - L | Max Response Factor | 100 |  | % | 1 | [5 empty] | Candidate HPP
Reserve.Generators | AFRR - Down | Namakhvani - U | Max Response Factor | 100 |  | % | 1 | [5 empty] | Candidate HPP
Reserve.Generators | AFRR - Down | Nenskra | Max Response Factor | 100 |  | % | 1 | [5 empty] | Candidate HPP
Reserve.Generators | AFRR - Down | Gardabani CCGT-10 | Max Response Factor | 20 |  | % | 1 | [5 empty] | Candidate CCGT
Reserve.Generators | AFRR - Down | Gardabani CCGT-11 | Max Response Factor | 20 |  | % | 1 | [5 empty] | Candidate CCGT
Reserve.Generators | AFRR - Down | Gardabani CCGT-12 | Max Response Factor | 20 |  | % | 1 | [5 empty] | Candidate CCGT
Reserve.Generators | AFRR - Down | Gardabani CCGT-13 | Max Response Factor | 20 |  | % | 1 | [5 empty] | Candidate CCGT
Reserve.Generators | AFRR - Down | Gardabani CCGT-3 | Max Response Factor | 20 |  | % | 1 | [5 empty] | Candidate CCGT
Reserve.Generators | AFRR - Down | Gardabani CCGT-4 | Max Response Factor | 20 |  | % | 1 | [5 empty] | Candidate CCGT
Reserve.Generators | AFRR - Down | Gardabani CCGT-5 | Max Response Factor | 20 |  | % | 1 | [5 empty] | Candidate CCGT
Reserve.Generators | AFRR - Down | Gardabani CCGT-6 | Max Response Factor | 20 |  | % | 1 | [5 empty] | Candidate CCGT
Reserve.Generators | AFRR - Down | Gardabani CCGT-7 | Max Response Factor | 20 |  | % | 1 | [5 empty] | Candidate CCGT
Reserve.Generators | AFRR - Down | Gardabani CCGT-8 | Max Response Factor | 20 |  | % | 1 | [5 empty] | Candidate CCGT
Reserve.Generators | AFRR - Down | Gardabani CCGT-9 | Max Response Factor | 20 |  | % | 1 | [5 empty] | Candidate CCGT
Reserve.Generators | AFRR - UP | Khudoni | Max Response Factor | 100 |  | % | 1 | [5 empty] | Candidate HPP
Reserve.Generators | AFRR - UP | Namakhvani - L | Max Response Factor | 100 |  | % | 1 | [5 empty] | Candidate HPP
Reserve.Generators | AFRR - UP | Namakhvani - U | Max Response Factor | 100 |  | % | 1 | [5 empty] | Candidate HPP
Reserve.Generators | AFRR - UP | Nenskra | Max Response Factor | 100 |  | % | 1 | [5 empty] | Candidate HPP
Reserve.Generators | AFRR - UP | Gardabani CCGT-10 | Max Response Factor | 20 |  | % | 1 | [5 empty] | Candidate CCGT
Reserve.Generators | AFRR - UP | Gardabani CCGT-11 | Max Response Factor | 20 |  | % | 1 | [5 empty] | Candidate CCGT
Reserve.Generators | AFRR - UP | Gardabani CCGT-12 | Max Response Factor | 20 |  | % | 1 | [5 empty] | Candidate CCGT
Reserve.Generators | AFRR - UP | Gardabani CCGT-13 | Max Response Factor | 20 |  | % | 1 | [5 empty] | Candidate CCGT
Reserve.Generators | AFRR - UP | Gardabani CCGT-3 | Max Response Factor | 20 |  | % | 1 | [5 empty] | Candidate CCGT
Reserve.Generators | AFRR - UP | Gardabani CCGT-4 | Max Response Factor | 20 |  | % | 1 | [5 empty] | Candidate CCGT
Reserve.Generators | AFRR - UP | Gardabani CCGT-5 | Max Response Factor | 20 |  | % | 1 | [5 empty] | Candidate CCGT
Reserve.Generators | AFRR - UP | Gardabani CCGT-6 | Max Response Factor | 20 |  | % | 1 | [5 empty] | Candidate CCGT
Reserve.Generators | AFRR - UP | Gardabani CCGT-7 | Max Response Factor | 20 |  | % | 1 | [5 empty] | Candidate CCGT
Reserve.Generators | AFRR - UP | Gardabani CCGT-8 | Max Response Factor | 20 |  | % | 1 | [5 empty] | Candidate CCGT
Reserve.Generators | AFRR - UP | Gardabani CCGT-9 | Max Response Factor | 20 |  | % | 1 | [5 empty] | Candidate CCGT
Reserve.Generators | AFRR PV - Down | Khudoni | Max Response Factor | 100 |  | % | 1 | [5 empty] | Candidate HPP
Reserve.Generators | AFRR PV - Down | Namakhvani - L | Max Response Factor | 100 |  | % | 1 | [5 empty] | Candidate HPP
Reserve.Generators | AFRR PV - Down | Namakhvani - U | Max Response Factor | 100 |  | % | 1 | [5 empty] | Candidate HPP
Reserve.Generators | AFRR PV - Down | Nenskra | Max Response Factor | 100 |  | % | 1 | [5 empty] | Candidate HPP
Reserve.Generators | AFRR PV - Down | Gardabani CCGT-10 | Max Response Factor | 20 |  | % | 1 | [5 empty] | Candidate CCGT
Reserve.Generators | AFRR PV - Down | Gardabani CCGT-11 | Max Response Factor | 20 |  | % | 1 | [5 empty] | Candidate CCGT
Reserve.Generators | AFRR PV - Down | Gardabani CCGT-12 | Max Response Factor | 20 |  | % | 1 | [5 empty] | Candidate CCGT
Reserve.Generators | AFRR PV - Down | Gardabani CCGT-13 | Max Response Factor | 20 |  | % | 1 | [5 empty] | Candidate CCGT
Reserve.Generators | AFRR PV - Down | Gardabani CCGT-3 | Max Response Factor | 20 |  | % | 1 | [5 empty] | Candidate CCGT
Reserve.Generators | AFRR PV - Down | Gardabani CCGT-4 | Max Response Factor | 20 |  | % | 1 | [5 empty] | Candidate CCGT
Reserve.Generators | AFRR PV - Down | Gardabani CCGT-5 | Max Response Factor | 20 |  | % | 1 | [5 empty] | Candidate CCGT
Reserve.Generators | AFRR PV - Down | Gardabani CCGT-6 | Max Response Factor | 20 |  | % | 1 | [5 empty] | Candidate CCGT
Reserve.Generators | AFRR PV - Down | Gardabani CCGT-7 | Max Response Factor | 20 |  | % | 1 | [5 empty] | Candidate CCGT
Reserve.Generators | AFRR PV - Down | Gardabani CCGT-8 | Max Response Factor | 20 |  | % | 1 | [5 empty] | Candidate CCGT
Reserve.Generators | AFRR PV - Down | Gardabani CCGT-9 | Max Response Factor | 20 |  | % | 1 | [5 empty] | Candidate CCGT
Reserve.Generators | AFRR PV - UP | Khudoni | Max Response Factor | 100 |  | % | 1 | [5 empty] | Candidate HPP
Reserve.Generators | AFRR PV - UP | Namakhvani - L | Max Response Factor | 100 |  | % | 1 | [5 empty] | Candidate HPP
Reserve.Generators | AFRR PV - UP | Namakhvani - U | Max Response Factor | 100 |  | % | 1 | [5 empty] | Candidate HPP
Reserve.Generators | AFRR PV - UP | Nenskra | Max Response Factor | 100 |  | % | 1 | [5 empty] | Candidate HPP
Reserve.Generators | AFRR PV - UP | Gardabani CCGT-10 | Max Response Factor | 20 |  | % | 1 | [5 empty] | Candidate CCGT
Reserve.Generators | AFRR PV - UP | Gardabani CCGT-11 | Max Response Factor | 20 |  | % | 1 | [5 empty] | Candidate CCGT
Reserve.Generators | AFRR PV - UP | Gardabani CCGT-12 | Max Response Factor | 20 |  | % | 1 | [5 empty] | Candidate CCGT
Reserve.Generators | AFRR PV - UP | Gardabani CCGT-13 | Max Response Factor | 20 |  | % | 1 | [5 empty] | Candidate CCGT
Reserve.Generators | AFRR PV - UP | Gardabani CCGT-3 | Max Response Factor | 20 |  | % | 1 | [5 empty] | Candidate CCGT
Reserve.Generators | AFRR PV - UP | Gardabani CCGT-4 | Max Response Factor | 20 |  | % | 1 | [5 empty] | Candidate CCGT
Reserve.Generators | AFRR PV - UP | Gardabani CCGT-5 | Max Response Factor | 20 |  | % | 1 | [5 empty] | Candidate CCGT
Reserve.Generators | AFRR PV - UP | Gardabani CCGT-6 | Max Response Factor | 20 |  | % | 1 | [5 empty] | Candidate CCGT
Reserve.Generators | AFRR PV - UP | Gardabani CCGT-7 | Max Response Factor | 20 |  | % | 1 | [5 empty] | Candidate CCGT
Reserve.Generators | AFRR PV - UP | Gardabani CCGT-8 | Max Response Factor | 20 |  | % | 1 | [5 empty] | Candidate CCGT
Reserve.Generators | AFRR PV - UP | Gardabani CCGT-9 | Max Response Factor | 20 |  | % | 1 | [5 empty] | Candidate CCGT
Reserve.Generators | FCR - Down | Gardabani CCGT | Max Response Factor | 10 |  | % | 1 | [5 empty] | Existing CCGT
Reserve.Generators | FCR - Down | Gardabani CCGT--3 | Max Response Factor | 10 |  | % | 1 | [5 empty] | Existing CCGT
Reserve.Generators | FCR - Down | Gardabani CCGT-2 | Max Response Factor | 10 |  | % | 1 | [5 empty] | Existing CCGT
Reserve.Generators | FCR - Down | Gardabani GT | Max Response Factor | 10 |  | % | 1 | [5 empty] | Existing GT
Reserve.Generators | FCR - Down | Khudoni | Max Response Factor | 100 |  | % | 1 | [5 empty] | Candidate HPP
Reserve.Generators | FCR - Down | Namakhvani - L | Max Response Factor | 100 |  | % | 1 | [5 empty] | Candidate HPP
Reserve.Generators | FCR - Down | Namakhvani - U | Max Response Factor | 100 |  | % | 1 | [5 empty] | Candidate HPP
Reserve.Generators | FCR - Down | Nenskra | Max Response Factor | 100 |  | % | 1 | [5 empty] | Candidate HPP
Reserve.Generators | FCR - Down | Gardabani CCGT-10 | Max Response Factor | 10 |  | % | 1 | [5 empty] | Candidate CCGT
Reserve.Generators | FCR - Down | Gardabani CCGT-11 | Max Response Factor | 10 |  | % | 1 | [5 empty] | Candidate CCGT
Reserve.Generators | FCR - Down | Gardabani CCGT-12 | Max Response Factor | 10 |  | % | 1 | [5 empty] | Candidate CCGT
Reserve.Generators | FCR - Down | Gardabani CCGT-13 | Max Response Factor | 10 |  | % | 1 | [5 empty] | Candidate CCGT
Reserve.Generators | FCR - Down | Gardabani CCGT-3 | Max Response Factor | 10 |  | % | 1 | [5 empty] | Candidate CCGT
Reserve.Generators | FCR - Down | Gardabani CCGT-4 | Max Response Factor | 10 |  | % | 1 | [5 empty] | Candidate CCGT
Reserve.Generators | FCR - Down | Gardabani CCGT-5 | Max Response Factor | 10 |  | % | 1 | [5 empty] | Candidate CCGT
Reserve.Generators | FCR - Down | Gardabani CCGT-6 | Max Response Factor | 10 |  | % | 1 | [5 empty] | Candidate CCGT
Reserve.Generators | FCR - Down | Gardabani CCGT-7 | Max Response Factor | 10 |  | % | 1 | [5 empty] | Candidate CCGT
Reserve.Generators | FCR - Down | Gardabani CCGT-8 | Max Response Factor | 10 |  | % | 1 | [5 empty] | Candidate CCGT
Reserve.Generators | FCR - Down | Gardabani CCGT-9 | Max Response Factor | 10 |  | % | 1 | [5 empty] | Candidate CCGT
Reserve.Generators | FCR - UP | Gardabani CCGT | Max Response Factor | 10 |  | % | 1 | [5 empty] | Existing CCGT
Reserve.Generators | FCR - UP | Gardabani CCGT--3 | Max Response Factor | 10 |  | % | 1 | [5 empty] | Existing CCGT
Reserve.Generators | FCR - UP | Gardabani CCGT-2 | Max Response Factor | 10 |  | % | 1 | [5 empty] | Existing CCGT
Reserve.Generators | FCR - UP | Gardabani GT | Max Response Factor | 10 |  | % | 1 | [5 empty] | Existing GT
Reserve.Generators | FCR - UP | Khudoni | Max Response Factor | 100 |  | % | 1 | [5 empty] | Candidate HPP
Reserve.Generators | FCR - UP | Namakhvani - L | Max Response Factor | 100 |  | % | 1 | [5 empty] | Candidate HPP
Reserve.Generators | FCR - UP | Namakhvani - U | Max Response Factor | 100 |  | % | 1 | [5 empty] | Candidate HPP
Reserve.Generators | FCR - UP | Nenskra | Max Response Factor | 100 |  | % | 1 | [5 empty] | Candidate HPP
Reserve.Generators | FCR - UP | Gardabani CCGT-10 | Max Response Factor | 10 |  | % | 1 | [5 empty] | Candidate CCGT
Reserve.Generators | FCR - UP | Gardabani CCGT-11 | Max Response Factor | 10 |  | % | 1 | [5 empty] | Candidate CCGT
Reserve.Generators | FCR - UP | Gardabani CCGT-12 | Max Response Factor | 10 |  | % | 1 | [5 empty] | Candidate CCGT
Reserve.Generators | FCR - UP | Gardabani CCGT-13 | Max Response Factor | 10 |  | % | 1 | [5 empty] | Candidate CCGT
Reserve.Generators | FCR - UP | Gardabani CCGT-3 | Max Response Factor | 10 |  | % | 1 | [5 empty] | Candidate CCGT
Reserve.Generators | FCR - UP | Gardabani CCGT-4 | Max Response Factor | 10 |  | % | 1 | [5 empty] | Candidate CCGT
Reserve.Generators | FCR - UP | Gardabani CCGT-5 | Max Response Factor | 10 |  | % | 1 | [5 empty] | Candidate CCGT
Reserve.Generators | FCR - UP | Gardabani CCGT-6 | Max Response Factor | 10 |  | % | 1 | [5 empty] | Candidate CCGT
Reserve.Generators | FCR - UP | Gardabani CCGT-7 | Max Response Factor | 10 |  | % | 1 | [5 empty] | Candidate CCGT
Reserve.Generators | FCR - UP | Gardabani CCGT-8 | Max Response Factor | 10 |  | % | 1 | [5 empty] | Candidate CCGT
Reserve.Generators | FCR - UP | Gardabani CCGT-9 | Max Response Factor | 10 |  | % | 1 | [5 empty] | Candidate CCGT
Reserve.Generators | FCR PV - Down | Gardabani CCGT | Max Response Factor | 10 |  | % | 1 | [5 empty] | Existing CCGT
Reserve.Generators | FCR PV - Down | Gardabani CCGT--3 | Max Response Factor | 10 |  | % | 1 | [5 empty] | Existing CCGT
Reserve.Generators | FCR PV - Down | Gardabani CCGT-2 | Max Response Factor | 10 |  | % | 1 | [5 empty] | Existing CCGT
Reserve.Generators | FCR PV - Down | Gardabani GT | Max Response Factor | 10 |  | % | 1 | [5 empty] | Existing GT
Reserve.Generators | FCR PV - Down | Khudoni | Max Response Factor | 100 |  | % | 1 | [5 empty] | Candidate HPP
Reserve.Generators | FCR PV - Down | Namakhvani - L | Max Response Factor | 100 |  | % | 1 | [5 empty] | Candidate HPP
Reserve.Generators | FCR PV - Down | Namakhvani - U | Max Response Factor | 100 |  | % | 1 | [5 empty] | Candidate HPP
Reserve.Generators | FCR PV - Down | Nenskra | Max Response Factor | 100 |  | % | 1 | [5 empty] | Candidate HPP
Reserve.Generators | FCR PV - Down | Gardabani CCGT-10 | Max Response Factor | 10 |  | % | 1 | [5 empty] | Candidate CCGT
Reserve.Generators | FCR PV - Down | Gardabani CCGT-11 | Max Response Factor | 10 |  | % | 1 | [5 empty] | Candidate CCGT
Reserve.Generators | FCR PV - Down | Gardabani CCGT-12 | Max Response Factor | 10 |  | % | 1 | [5 empty] | Candidate CCGT
Reserve.Generators | FCR PV - Down | Gardabani CCGT-13 | Max Response Factor | 10 |  | % | 1 | [5 empty] | Candidate CCGT
Reserve.Generators | FCR PV - Down | Gardabani CCGT-3 | Max Response Factor | 10 |  | % | 1 | [5 empty] | Candidate CCGT
Reserve.Generators | FCR PV - Down | Gardabani CCGT-4 | Max Response Factor | 10 |  | % | 1 | [5 empty] | Candidate CCGT
Reserve.Generators | FCR PV - Down | Gardabani CCGT-5 | Max Response Factor | 10 |  | % | 1 | [5 empty] | Candidate CCGT
Reserve.Generators | FCR PV - Down | Gardabani CCGT-6 | Max Response Factor | 10 |  | % | 1 | [5 empty] | Candidate CCGT
Reserve.Generators | FCR PV - Down | Gardabani CCGT-7 | Max Response Factor | 10 |  | % | 1 | [5 empty] | Candidate CCGT
Reserve.Generators | FCR PV - Down | Gardabani CCGT-8 | Max Response Factor | 10 |  | % | 1 | [5 empty] | Candidate CCGT
Reserve.Generators | FCR PV - Down | Gardabani CCGT-9 | Max Response Factor | 10 |  | % | 1 | [5 empty] | Candidate CCGT
Reserve.Generators | FCR PV - UP | Gardabani CCGT | Max Response Factor | 10 |  | % | 1 | [5 empty] | Existing CCGT
Reserve.Generators | FCR PV - UP | Gardabani CCGT--3 | Max Response Factor | 10 |  | % | 1 | [5 empty] | Existing CCGT
Reserve.Generators | FCR PV - UP | Gardabani CCGT-2 | Max Response Factor | 10 |  | % | 1 | [5 empty] | Existing CCGT
Reserve.Generators | FCR PV - UP | Gardabani GT | Max Response Factor | 10 |  | % | 1 | [5 empty] | Existing GT
Reserve.Generators | FCR PV - UP | Khudoni | Max Response Factor | 100 |  | % | 1 | [5 empty] | Candidate HPP
Reserve.Generators | FCR PV - UP | Namakhvani - L | Max Response Factor | 100 |  | % | 1 | [5 empty] | Candidate HPP
Reserve.Generators | FCR PV - UP | Namakhvani - U | Max Response Factor | 100 |  | % | 1 | [5 empty] | Candidate HPP
Reserve.Generators | FCR PV - UP | Nenskra | Max Response Factor | 100 |  | % | 1 | [5 empty] | Candidate HPP
Reserve.Generators | FCR PV - UP | Gardabani CCGT-10 | Max Response Factor | 10 |  | % | 1 | [5 empty] | Candidate CCGT
Reserve.Generators | FCR PV - UP | Gardabani CCGT-11 | Max Response Factor | 10 |  | % | 1 | [5 empty] | Candidate CCGT
Reserve.Generators | FCR PV - UP | Gardabani CCGT-12 | Max Response Factor | 10 |  | % | 1 | [5 empty] | Candidate CCGT
Reserve.Generators | FCR PV - UP | Gardabani CCGT-13 | Max Response Factor | 10 |  | % | 1 | [5 empty] | Candidate CCGT
Reserve.Generators | FCR PV - UP | Gardabani CCGT-3 | Max Response Factor | 10 |  | % | 1 | [5 empty] | Candidate CCGT
Reserve.Generators | FCR PV - UP | Gardabani CCGT-4 | Max Response Factor | 10 |  | % | 1 | [5 empty] | Candidate CCGT
Reserve.Generators | FCR PV - UP | Gardabani CCGT-5 | Max Response Factor | 10 |  | % | 1 | [5 empty] | Candidate CCGT
Reserve.Generators | FCR PV - UP | Gardabani CCGT-6 | Max Response Factor | 10 |  | % | 1 | [5 empty] | Candidate CCGT
Reserve.Generators | FCR PV - UP | Gardabani CCGT-7 | Max Response Factor | 10 |  | % | 1 | [5 empty] | Candidate CCGT
Reserve.Generators | FCR PV - UP | Gardabani CCGT-8 | Max Response Factor | 10 |  | % | 1 | [5 empty] | Candidate CCGT
Reserve.Generators | FCR PV - UP | Gardabani CCGT-9 | Max Response Factor | 10 |  | % | 1 | [5 empty] | Candidate CCGT
Reserve.Generators | MFRR - Down | Gardabani ST U3 | Max Response Factor | 100 |  | % | 1 | [5 empty] | Existing ST
Reserve.Generators | MFRR - Down | Gardabani ST U4 | Max Response Factor | 100 |  | % | 1 | [5 empty] | Existing ST
Reserve.Generators | MFRR - Down | Gardabani ST U9 | Max Response Factor | 100 |  | % | 1 | [5 empty] | Existing ST
Reserve.Generators | MFRR - Down | Gardabani CCGT | Max Response Factor | 100 |  | % | 1 | [5 empty] | Existing CCGT
Reserve.Generators | MFRR - Down | Gardabani CCGT--3 | Max Response Factor | 100 |  | % | 1 | [5 empty] | Existing CCGT
Reserve.Generators | MFRR - Down | Gardabani CCGT-2 | Max Response Factor | 100 |  | % | 1 | [5 empty] | Existing CCGT
Reserve.Generators | MFRR - Down | Gardabani GT | Max Response Factor | 100 |  | % | 1 | [5 empty] | Existing GT
Reserve.Generators | MFRR - Down | Khudoni | Max Response Factor | 100 |  | % | 1 | [5 empty] | Candidate HPP
Reserve.Generators | MFRR - Down | Gardabani CCGT-10 | Max Response Factor | 100 |  | % | 1 | [5 empty] | Candidate CCGT
Reserve.Generators | MFRR - Down | Gardabani CCGT-11 | Max Response Factor | 100 |  | % | 1 | [5 empty] | Candidate CCGT
Reserve.Generators | MFRR - Down | Gardabani CCGT-12 | Max Response Factor | 100 |  | % | 1 | [5 empty] | Candidate CCGT
Reserve.Generators | MFRR - Down | Gardabani CCGT-13 | Max Response Factor | 100 |  | % | 1 | [5 empty] | Candidate CCGT
Reserve.Generators | MFRR - Down | Gardabani CCGT-3 | Max Response Factor | 100 |  | % | 1 | [5 empty] | Candidate CCGT
Reserve.Generators | MFRR - Down | Gardabani CCGT-4 | Max Response Factor | 100 |  | % | 1 | [5 empty] | Candidate CCGT
Reserve.Generators | MFRR - Down | Gardabani CCGT-5 | Max Response Factor | 100 |  | % | 1 | [5 empty] | Candidate CCGT
Reserve.Generators | MFRR - Down | Gardabani CCGT-6 | Max Response Factor | 100 |  | % | 1 | [5 empty] | Candidate CCGT
Reserve.Generators | MFRR - Down | Gardabani CCGT-7 | Max Response Factor | 100 |  | % | 1 | [5 empty] | Candidate CCGT
Reserve.Generators | MFRR - Down | Gardabani CCGT-8 | Max Response Factor | 100 |  | % | 1 | [5 empty] | Candidate CCGT
Reserve.Generators | MFRR - Down | Gardabani CCGT-9 | Max Response Factor | 100 |  | % | 1 | [5 empty] | Candidate CCGT
Reserve.Generators | MFRR - UP | Gardabani ST U3 | Max Response Factor | 100 |  | % | 1 | [5 empty] | Existing ST
Reserve.Generators | MFRR - UP | Gardabani ST U4 | Max Response Factor | 100 |  | % | 1 | [5 empty] | Existing ST
Reserve.Generators | MFRR - UP | Gardabani ST U9 | Max Response Factor | 100 |  | % | 1 | [5 empty] | Existing ST
Reserve.Generators | MFRR - UP | Gardabani CCGT | Max Response Factor | 100 |  | % | 1 | [5 empty] | Existing CCGT
Reserve.Generators | MFRR - UP | Gardabani CCGT--3 | Max Response Factor | 100 |  | % | 1 | [5 empty] | Existing CCGT
Reserve.Generators | MFRR - UP | Gardabani CCGT-2 | Max Response Factor | 100 |  | % | 1 | [5 empty] | Existing CCGT
Reserve.Generators | MFRR - UP | Gardabani GT | Max Response Factor | 100 |  | % | 1 | [5 empty] | Existing GT
Reserve.Generators | MFRR - UP | Khudoni | Max Response Factor | 100 |  | % | 1 | [5 empty] | Candidate HPP
Reserve.Generators | MFRR - UP | Gardabani CCGT-10 | Max Response Factor | 100 |  | % | 1 | [5 empty] | Candidate CCGT
Reserve.Generators | MFRR - UP | Gardabani CCGT-11 | Max Response Factor | 100 |  | % | 1 | [5 empty] | Candidate CCGT
Reserve.Generators | MFRR - UP | Gardabani CCGT-12 | Max Response Factor | 100 |  | % | 1 | [5 empty] | Candidate CCGT
Reserve.Generators | MFRR - UP | Gardabani CCGT-13 | Max Response Factor | 100 |  | % | 1 | [5 empty] | Candidate CCGT
Reserve.Generators | MFRR - UP | Gardabani CCGT-3 | Max Response Factor | 100 |  | % | 1 | [5 empty] | Candidate CCGT
Reserve.Generators | MFRR - UP | Gardabani CCGT-4 | Max Response Factor | 100 |  | % | 1 | [5 empty] | Candidate CCGT
Reserve.Generators | MFRR - UP | Gardabani CCGT-5 | Max Response Factor | 100 |  | % | 1 | [5 empty] | Candidate CCGT
Reserve.Generators | MFRR - UP | Gardabani CCGT-6 | Max Response Factor | 100 |  | % | 1 | [5 empty] | Candidate CCGT
Reserve.Generators | MFRR - UP | Gardabani CCGT-7 | Max Response Factor | 100 |  | % | 1 | [5 empty] | Candidate CCGT
Reserve.Generators | MFRR - UP | Gardabani CCGT-8 | Max Response Factor | 100 |  | % | 1 | [5 empty] | Candidate CCGT
Reserve.Generators | MFRR - UP | Gardabani CCGT-9 | Max Response Factor | 100 |  | % | 1 | [5 empty] | Candidate CCGT
Reserve.Generators | MFRR PV - Down | Gardabani ST U3 | Max Response Factor | 100 |  | % | 1 | [5 empty] | Existing ST
Reserve.Generators | MFRR PV - Down | Gardabani ST U4 | Max Response Factor | 100 |  | % | 1 | [5 empty] | Existing ST
Reserve.Generators | MFRR PV - Down | Gardabani ST U9 | Max Response Factor | 100 |  | % | 1 | [5 empty] | Existing ST
Reserve.Generators | MFRR PV - Down | Gardabani CCGT | Max Response Factor | 100 |  | % | 1 | [5 empty] | Existing CCGT
Reserve.Generators | MFRR PV - Down | Gardabani CCGT--3 | Max Response Factor | 100 |  | % | 1 | [5 empty] | Existing CCGT
Reserve.Generators | MFRR PV - Down | Gardabani CCGT-2 | Max Response Factor | 100 |  | % | 1 | [5 empty] | Existing CCGT
Reserve.Generators | MFRR PV - Down | Gardabani GT | Max Response Factor | 100 |  | % | 1 | [5 empty] | Existing GT
Reserve.Generators | MFRR PV - Down | Khudoni | Max Response Factor | 100 |  | % | 1 | [5 empty] | Candidate HPP
Reserve.Generators | MFRR PV - Down | Gardabani CCGT-10 | Max Response Factor | 100 |  | % | 1 | [5 empty] | Candidate CCGT
Reserve.Generators | MFRR PV - Down | Gardabani CCGT-11 | Max Response Factor | 100 |  | % | 1 | [5 empty] | Candidate CCGT
Reserve.Generators | MFRR PV - Down | Gardabani CCGT-12 | Max Response Factor | 100 |  | % | 1 | [5 empty] | Candidate CCGT
Reserve.Generators | MFRR PV - Down | Gardabani CCGT-13 | Max Response Factor | 100 |  | % | 1 | [5 empty] | Candidate CCGT
Reserve.Generators | MFRR PV - Down | Gardabani CCGT-3 | Max Response Factor | 100 |  | % | 1 | [5 empty] | Candidate CCGT
Reserve.Generators | MFRR PV - Down | Gardabani CCGT-4 | Max Response Factor | 100 |  | % | 1 | [5 empty] | Candidate CCGT
Reserve.Generators | MFRR PV - Down | Gardabani CCGT-5 | Max Response Factor | 100 |  | % | 1 | [5 empty] | Candidate CCGT
Reserve.Generators | MFRR PV - Down | Gardabani CCGT-6 | Max Response Factor | 100 |  | % | 1 | [5 empty] | Candidate CCGT
Reserve.Generators | MFRR PV - Down | Gardabani CCGT-7 | Max Response Factor | 100 |  | % | 1 | [5 empty] | Candidate CCGT
Reserve.Generators | MFRR PV - Down | Gardabani CCGT-8 | Max Response Factor | 100 |  | % | 1 | [5 empty] | Candidate CCGT
Reserve.Generators | MFRR PV - Down | Gardabani CCGT-9 | Max Response Factor | 100 |  | % | 1 | [5 empty] | Candidate CCGT
Reserve.Generators | MFRR PV - UP | Gardabani ST U3 | Max Response Factor | 100 |  | % | 1 | [5 empty] | Existing ST
Reserve.Generators | MFRR PV - UP | Gardabani ST U4 | Max Response Factor | 100 |  | % | 1 | [5 empty] | Existing ST
Reserve.Generators | MFRR PV - UP | Gardabani ST U9 | Max Response Factor | 100 |  | % | 1 | [5 empty] | Existing ST
Reserve.Generators | MFRR PV - UP | Gardabani CCGT | Max Response Factor | 100 |  | % | 1 | [5 empty] | Existing CCGT
Reserve.Generators | MFRR PV - UP | Gardabani CCGT--3 | Max Response Factor | 100 |  | % | 1 | [5 empty] | Existing CCGT
Reserve.Generators | MFRR PV - UP | Gardabani CCGT-2 | Max Response Factor | 100 |  | % | 1 | [5 empty] | Existing CCGT
Reserve.Generators | MFRR PV - UP | Gardabani GT | Max Response Factor | 100 |  | % | 1 | [5 empty] | Existing GT
Reserve.Generators | MFRR PV - UP | Khudoni | Max Response Factor | 100 |  | % | 1 | [5 empty] | Candidate HPP
Reserve.Generators | MFRR PV - UP | Gardabani CCGT-10 | Max Response Factor | 100 |  | % | 1 | [5 empty] | Candidate CCGT
Reserve.Generators | MFRR PV - UP | Gardabani CCGT-11 | Max Response Factor | 100 |  | % | 1 | [5 empty] | Candidate CCGT
Reserve.Generators | MFRR PV - UP | Gardabani CCGT-12 | Max Response Factor | 100 |  | % | 1 | [5 empty] | Candidate CCGT
Reserve.Generators | MFRR PV - UP | Gardabani CCGT-13 | Max Response Factor | 100 |  | % | 1 | [5 empty] | Candidate CCGT
Reserve.Generators | MFRR PV - UP | Gardabani CCGT-3 | Max Response Factor | 100 |  | % | 1 | [5 empty] | Candidate CCGT
Reserve.Generators | MFRR PV - UP | Gardabani CCGT-4 | Max Response Factor | 100 |  | % | 1 | [5 empty] | Candidate CCGT
Reserve.Generators | MFRR PV - UP | Gardabani CCGT-5 | Max Response Factor | 100 |  | % | 1 | [5 empty] | Candidate CCGT
Reserve.Generators | MFRR PV - UP | Gardabani CCGT-6 | Max Response Factor | 100 |  | % | 1 | [5 empty] | Candidate CCGT
Reserve.Generators | MFRR PV - UP | Gardabani CCGT-7 | Max Response Factor | 100 |  | % | 1 | [5 empty] | Candidate CCGT
Reserve.Generators | MFRR PV - UP | Gardabani CCGT-8 | Max Response Factor | 100 |  | % | 1 | [5 empty] | Candidate CCGT
Reserve.Generators | MFRR PV - UP | Gardabani CCGT-9 | Max Response Factor | 100 |  | % | 1 | [5 empty] | Candidate CCGT
Reserve.Generators | RR | Gardabani CCGT | Max Response Factor | 100 |  | % | 1 | [5 empty] | Existing CCGT
Reserve.Generators | RR | Gardabani CCGT--3 | Max Response Factor | 100 |  | % | 1 | [5 empty] | Existing CCGT
Reserve.Generators | RR | Gardabani CCGT-2 | Max Response Factor | 100 |  | % | 1 | [5 empty] | Existing CCGT
Reserve.Generators | RR | Gardabani GT | Max Response Factor | 100 |  | % | 1 | [5 empty] | Existing GT
Reserve.Generators | RR | Khudoni | Max Response Factor | 100 |  | % | 1 | [5 empty] | Candidate HPP
Reserve.Generators | RR | Gardabani CCGT-10 | Max Response Factor | 100 |  | % | 1 | [5 empty] | Candidate CCGT
Reserve.Generators | RR | Gardabani CCGT-11 | Max Response Factor | 100 |  | % | 1 | [5 empty] | Candidate CCGT
Reserve.Generators | RR | Gardabani CCGT-12 | Max Response Factor | 100 |  | % | 1 | [5 empty] | Candidate CCGT
Reserve.Generators | RR | Gardabani CCGT-13 | Max Response Factor | 100 |  | % | 1 | [5 empty] | Candidate CCGT
Reserve.Generators | RR | Gardabani CCGT-3 | Max Response Factor | 100 |  | % | 1 | [5 empty] | Candidate CCGT
Reserve.Generators | RR | Gardabani CCGT-4 | Max Response Factor | 100 |  | % | 1 | [5 empty] | Candidate CCGT
Reserve.Generators | RR | Gardabani CCGT-5 | Max Response Factor | 100 |  | % | 1 | [5 empty] | Candidate CCGT
Reserve.Generators | RR | Gardabani CCGT-6 | Max Response Factor | 100 |  | % | 1 | [5 empty] | Candidate CCGT
Reserve.Generators | RR | Gardabani CCGT-7 | Max Response Factor | 100 |  | % | 1 | [5 empty] | Candidate CCGT
Reserve.Generators | RR | Gardabani CCGT-8 | Max Response Factor | 100 |  | % | 1 | [5 empty] | Candidate CCGT
Reserve.Generators | RR | Gardabani CCGT-9 | Max Response Factor | 100 |  | % | 1 | [5 empty] | Candidate CCGT
Reserve.Constraints | AFRR - Down | Reserve Sizing wind - Down | Risk Coefficient | 1 |  | MW | 1 | [5 empty] | Reserve Sizing Wind AFRR
Reserve.Constraints | AFRR - UP | Reserve Sizing wind - UP | Risk Coefficient | 1 |  | MW | 1 | [5 empty] | Reserve Sizing Wind AFRR
Reserve.Constraints | AFRR PV - Down | Reserve Sizing PV - AFRR Down | Risk Coefficient | 1 |  | MW | 1 | [5 empty] | Reserve Sizing PV AFRR
Reserve.Constraints | AFRR PV - UP | Reserve Sizing PV - AFRR UP | Risk Coefficient | 1 |  | MW | 1 | [5 empty] | Reserve Sizing PV AFRR
Reserve.Constraints | FCR - Down | FCR Wind - Down | Risk Coefficient | 1 |  | MW | 1 | [5 empty] | Reserve Sizing Wind FCR
Reserve.Constraints | FCR - UP | FCR Wind - UP | Risk Coefficient | 1 |  | MW | 1 | [5 empty] | Reserve Sizing Wind FCR
Reserve.Constraints | FCR PV - Down | FCR PV - Down | Risk Coefficient | 1 |  | MW | 1 | [5 empty] | Reserve Sizing PV FCR
Reserve.Constraints | FCR PV - UP | FCR PV - UP | Risk Coefficient | 1 |  | MW | 1 | [5 empty] | Reserve Sizing PV FCR
Reserve.Constraints | MFRR - Down | MFRR Wind - Down | Risk Coefficient | 1 |  | MW | 1 | [5 empty] | Reserve Sizing Wind MFRR
Reserve.Constraints | MFRR - UP | MFRR Wind - UP | Risk Coefficient | 1 |  | MW | 1 | [5 empty] | Reserve Sizing Wind MFRR
Reserve.Constraints | MFRR PV - Down | Reserve Sizing PV - Down | Risk Coefficient | 1 |  | MW | 1 | [5 empty] | Reserve Sizing PV MFRR
Reserve.Constraints | MFRR PV - UP | Reserve Sizing PV - UP | Risk Coefficient | 1 |  | MW | 1 | [5 empty] | Reserve Sizing PV MFRR

## Regions
Region | Property | Value | Data File | Units | Band | Date From | Date To | Timeslice | Scenario | Memo
Armenia | Price | 47 |  | $/MWh | 1 |  |  |  | NO
Azerbaijan | Price | 52 |  | $/MWh | 1 |  |  |  | NO
Georgia | VoLL | 50 |  | $/MWh | 1
Georgia | VoLL | 22000 |  | $/MWh | 1 |  |  |  | NO
Georgia | VoLL | 50000 |  | $/MWh | 1 |  |  |  | NO
Georgia | Min Capacity Reserve Margin | 5 |  | % | 1 |  |  |  | NO
Georgia | Min Native Capacity Reserve Margin | 25 |  | % | 1 |  |  |  | NO
Russia | Price | 60 |  | $/MWh | 1 |  |  |  | NO
Turkey | Load | 53 |  | MW | 1 |  |  |  | NO

## Nodes
Node | Property | Value | Data File | Units | Band | Date From | Date To | Timeslice | Scenario | Memo
Georgia | Load Participation Factor | 1 |  | - | 1
Georgia | Load | 0 | Moderate (hourly profiles).csv | MW | 1 |  |  |  | Normal
Georgia | Load | 0 | Optimistic (hourly profiles).csv | MW | 1 |  |  |  | Optimistic - high
Georgia | Load | 0 | TIMES consumption.csv | MW | 1 |  |  |  | Pesimistic - low

## Lines
Collection | Parent Object | Child Object | Property | Value | Data File | Units | Band | Date From | Date To | Timeslice | Scenario | Memo
Lines | System | GE-AR | Max Flow | 140 |  | MW | 1 | 2021-01-01 | 2024-12-31 |  | NO
Lines | System | GE-AR | Max Flow | 350 |  | MW | 1 | 2024-12-31 | 2030-12-31 |  | NO
Lines | System | GE-AR | Max Flow | 700 |  | MW | 1 | 2030-12-31 |  |  | NO
Lines | System | GE-AR | Min Flow | 0 |  | MW | 1 |  |  |  | NO
Lines | System | GE-AR | Type | AC |  | - | 1
Lines | System | GE-AZ | Max Flow | 700 |  | MW | 1 |  |  |  | NO
Lines | System | GE-AZ | Min Flow | 0 |  | MW | 1 |  |  |  | NO
Lines | System | GE-RU | Max Flow | 350 |  | MW | 1 | 2021-01-01 | 2034-12-31 |  | NO
Lines | System | GE-RU | Max Flow | 1000 |  | MW | 1 | 2034-12-31 |  |  | NO
Lines | System | GE-RU | Min Flow | 0 |  | MW | 1 |  |  |  | NO
Lines | System | GE-TR | Max Flow | 700 |  | MW | 1 | 2021-01-01 | 2030-12-31 |  | NO
Lines | System | GE-TR | Max Flow | 1000 |  | MW | 1 | 2030-12-31 |  |  | NO
Lines | System | GE-TR | Min Flow | 0 |  | MW | 1 |  |  |  | NO
Lines | System | GE-TR | Type | AC |  | - | 1
Line.Constraints | GE-TR | Export limits - TR | Flow Coefficient | 1 |  | MW | 1 |  |  |  | NO

## Constraints
Collection | Parent Object | Child Object | Property | Value | Data File | Units | Band | Date From | Date To | Timeslice | Action | Expression | Scenario | Memo | Category
Constraints | System | Maxcapa <= vol - 420 m | Sense | <= |  | - | 1 |  |  |  | = |  |  |  | Enguri
Constraints | System | Maxcapa <= vol - 420 m | Include in PASA | Yes |  | Yes/No | 1 |  |  |  | = |  |  |  | Enguri
Constraints | System | Maxcapa <= vol - 420 m | RHS | 180 |  | - | 1 |  |  |  | = |  | constraints |  | Enguri
Constraints | System | Maxcapa <= vol - 420 m | Penalty Price | 2400 |  | $ | 1 |  |  |  | = |  |  |  | Enguri
Constraints | System | Maxcapa <= vol - 460 m | Sense | <= |  | - | 1 |  |  |  | = |  |  |  | Enguri
Constraints | System | Maxcapa <= vol - 460 m | Include in PASA | Yes |  | Yes/No | 1 |  |  |  | = |  |  |  | Enguri
Constraints | System | Maxcapa <= vol - 460 m | RHS | 759,8 |  | - | 1 |  |  |  | = |  | constraints |  | Enguri
Constraints | System | Maxcapa <= vol - 460 m | Penalty Price | 2400 |  | $ | 1 |  |  |  | = |  |  |  | Enguri
Constraints | System | Maxcapa <= vol - 500m | Sense | <= |  | - | 1 |  |  |  | = |  |  |  | Enguri
Constraints | System | Maxcapa <= vol - 500m | Include in PASA | Yes |  | Yes/No | 1 |  |  |  | = |  |  |  | Enguri
Constraints | System | Maxcapa <= vol - 500m | RHS | 873,6 |  | - | 1 |  |  |  | = |  | constraints |  | Enguri
Constraints | System | Maxcapa <= vol - 500m | Penalty Price | 2400 |  | $ | 1 |  |  |  | = |  |  |  | Enguri
Constraints | System | FCR Wind - Down | Sense | = |  | - | 1 |  |  |  | = |  |  |  | Reserve Sizing Wind FCR
Constraints | System | FCR Wind - Down | Include in PASA | Yes |  | Yes/No | 1 |  |  |  | = |  |  |  | Reserve Sizing Wind FCR
Constraints | System | FCR Wind - Down | RHS | 93 |  | - | 1 | 2020-01-01 | 2020-12-31 |  | = |  | Normal | Normal | Reserve Sizing Wind FCR
Constraints | System | FCR Wind - Down | RHS | 94 |  | - | 1 | 2020-01-01 | 2020-12-31 |  | = |  | Optimistic - high | Optimistic - high | Reserve Sizing Wind FCR
Constraints | System | FCR Wind - Down | RHS | 92 |  | - | 1 | 2020-01-01 | 2020-12-31 |  | = |  | Pesimistic - low | Pesimistic - low | Reserve Sizing Wind FCR
Constraints | System | FCR Wind - Down | RHS | 106 |  | - | 1 | 2021-01-01 | 2021-12-31 |  | = |  | Normal | Normal | Reserve Sizing Wind FCR
Constraints | System | FCR Wind - Down | RHS | 107 |  | - | 1 | 2021-01-01 | 2021-12-31 |  | = |  | Optimistic - high | Optimistic - high | Reserve Sizing Wind FCR
Constraints | System | FCR Wind - Down | RHS | 105 |  | - | 1 | 2021-01-01 | 2021-12-31 |  | = |  | Pesimistic - low | Pesimistic - low | Reserve Sizing Wind FCR
Constraints | System | FCR Wind - Down | RHS | 122 |  | - | 1 | 2022-01-01 | 2022-12-31 |  | = |  | Normal | Normal | Reserve Sizing Wind FCR
Constraints | System | FCR Wind - Down | RHS | 125 |  | - | 1 | 2022-01-01 | 2022-12-31 |  | = |  | Optimistic - high | Optimistic - high | Reserve Sizing Wind FCR
Constraints | System | FCR Wind - Down | RHS | 121 |  | - | 1 | 2022-01-01 | 2022-12-31 |  | = |  | Pesimistic - low | Pesimistic - low | Reserve Sizing Wind FCR
Constraints | System | FCR Wind - Down | RHS | 138 |  | - | 1 | 2023-01-01 | 2023-12-31 |  | = |  | Normal | Normal | Reserve Sizing Wind FCR
Constraints | System | FCR Wind - Down | RHS | 141 |  | - | 1 | 2023-01-01 | 2023-12-31 |  | = |  | Optimistic - high | Optimistic - high | Reserve Sizing Wind FCR
Constraints | System | FCR Wind - Down | RHS | 136 |  | - | 1 | 2023-01-01 | 2023-12-31 |  | = |  | Pesimistic - low | Pesimistic - low | Reserve Sizing Wind FCR
Constraints | System | FCR Wind - Down | RHS | 153 |  | - | 1 | 2024-01-01 | 2024-12-31 |  | = |  | Normal | Normal | Reserve Sizing Wind FCR
Constraints | System | FCR Wind - Down | RHS | 157 |  | - | 1 | 2024-01-01 | 2024-12-31 |  | = |  | Optimistic - high | Optimistic - high | Reserve Sizing Wind FCR
Constraints | System | FCR Wind - Down | RHS | 151 |  | - | 1 | 2024-01-01 | 2024-12-31 |  | = |  | Pesimistic - low | Pesimistic - low | Reserve Sizing Wind FCR
Constraints | System | FCR Wind - Down | RHS | 169 |  | - | 1 | 2025-01-01 | 2025-12-31 |  | = |  | Normal | Normal | Reserve Sizing Wind FCR
Constraints | System | FCR Wind - Down | RHS | 173 |  | - | 1 | 2025-01-01 | 2025-12-31 |  | = |  | Optimistic - high | Optimistic - high | Reserve Sizing Wind FCR
Constraints | System | FCR Wind - Down | RHS | 166 |  | - | 1 | 2025-01-01 | 2025-12-31 |  | = |  | Pesimistic - low | Pesimistic - low | Reserve Sizing Wind FCR
Constraints | System | FCR Wind - Down | RHS | 185 |  | - | 1 | 2026-01-01 | 2026-12-31 |  | = |  | Normal | Normal | Reserve Sizing Wind FCR
Constraints | System | FCR Wind - Down | RHS | 190 |  | - | 1 | 2026-01-01 | 2026-12-31 |  | = |  | Optimistic - high | Optimistic - high | Reserve Sizing Wind FCR
Constraints | System | FCR Wind - Down | RHS | 181 |  | - | 1 | 2026-01-01 | 2026-12-31 |  | = |  | Pesimistic - low | Pesimistic - low | Reserve Sizing Wind FCR
Constraints | System | FCR Wind - Down | RHS | 201 |  | - | 1 | 2027-01-01 | 2027-12-31 |  | = |  | Normal | Normal | Reserve Sizing Wind FCR
Constraints | System | FCR Wind - Down | RHS | 207 |  | - | 1 | 2027-01-01 | 2027-12-31 |  | = |  | Optimistic - high | Optimistic - high | Reserve Sizing Wind FCR
Constraints | System | FCR Wind - Down | RHS | 196 |  | - | 1 | 2027-01-01 | 2027-12-31 |  | = |  | Pesimistic - low | Pesimistic - low | Reserve Sizing Wind FCR
Constraints | System | FCR Wind - Down | RHS | 217 |  | - | 1 | 2028-01-01 | 2028-12-31 |  | = |  | Normal | Normal | Reserve Sizing Wind FCR
Constraints | System | FCR Wind - Down | RHS | 224 |  | - | 1 | 2028-01-01 | 2028-12-31 |  | = |  | Optimistic - high | Optimistic - high | Reserve Sizing Wind FCR
Constraints | System | FCR Wind - Down | RHS | 212 |  | - | 1 | 2028-01-01 | 2028-12-31 |  | = |  | Pesimistic - low | Pesimistic - low | Reserve Sizing Wind FCR
Constraints | System | FCR Wind - Down | RHS | 232 |  | - | 1 | 2029-01-01 | 2029-12-31 |  | = |  | Normal | Normal | Reserve Sizing Wind FCR
Constraints | System | FCR Wind - Down | RHS | 240 |  | - | 1 | 2029-01-01 | 2029-12-31 |  | = |  | Optimistic - high | Optimistic - high | Reserve Sizing Wind FCR
Constraints | System | FCR Wind - Down | RHS | 226 |  | - | 1 | 2029-01-01 | 2029-12-31 |  | = |  | Pesimistic - low | Pesimistic - low | Reserve Sizing Wind FCR
Constraints | System | FCR Wind - Down | RHS | 250 |  | - | 1 | 2030-01-01 |  |  | = |  | Normal | Normal | Reserve Sizing Wind FCR
Constraints | System | FCR Wind - Down | RHS | 259 |  | - | 1 | 2030-01-01 |  |  | = |  | Optimistic - high | Optimistic - high | Reserve Sizing Wind FCR
Constraints | System | FCR Wind - Down | RHS | 243 |  | - | 1 | 2030-01-01 |  |  | = |  | Pesimistic - low | Pesimistic - low | Reserve Sizing Wind FCR
Constraints | System | FCR Wind - Down | Penalty Price | 10000 |  | $ | 1 |  |  |  | = |  |  |  | Reserve Sizing Wind FCR
Constraints | System | FCR Wind - UP | Sense | = |  | - | 1 |  |  |  | = |  |  |  | Reserve Sizing Wind FCR
Constraints | System | FCR Wind - UP | Include in PASA | Yes |  | Yes/No | 1 |  |  |  | = |  |  |  | Reserve Sizing Wind FCR
Constraints | System | FCR Wind - UP | RHS | 93 |  | - | 1 | 2020-01-01 | 2020-12-31 |  | = |  | Normal | Normal | Reserve Sizing Wind FCR
Constraints | System | FCR Wind - UP | RHS | 94 |  | - | 1 | 2020-01-01 | 2020-12-31 |  | = |  | Optimistic - high | Optimistic - high | Reserve Sizing Wind FCR
Constraints | System | FCR Wind - UP | RHS | 92 |  | - | 1 | 2020-01-01 | 2020-12-31 |  | = |  | Pesimistic - low | Pesimistic - low | Reserve Sizing Wind FCR
Constraints | System | FCR Wind - UP | RHS | 106 |  | - | 1 | 2021-01-01 | 2021-12-31 |  | = |  | Normal | Normal | Reserve Sizing Wind FCR
Constraints | System | FCR Wind - UP | RHS | 107 |  | - | 1 | 2021-01-01 | 2021-12-31 |  | = |  | Optimistic - high | Optimistic - high | Reserve Sizing Wind FCR
Constraints | System | FCR Wind - UP | RHS | 105 |  | - | 1 | 2021-01-01 | 2021-12-31 |  | = |  | Pesimistic - low | Pesimistic - low | Reserve Sizing Wind FCR
Constraints | System | FCR Wind - UP | RHS | 122 |  | - | 1 | 2022-01-01 | 2022-12-31 |  | = |  | Normal | Normal | Reserve Sizing Wind FCR
Constraints | System | FCR Wind - UP | RHS | 125 |  | - | 1 | 2022-01-01 | 2022-12-31 |  | = |  | Optimistic - high | Optimistic - high | Reserve Sizing Wind FCR
Constraints | System | FCR Wind - UP | RHS | 121 |  | - | 1 | 2022-01-01 | 2022-12-31 |  | = |  | Pesimistic - low | Pesimistic - low | Reserve Sizing Wind FCR
Constraints | System | FCR Wind - UP | RHS | 138 |  | - | 1 | 2023-01-01 | 2023-12-31 |  | = |  | Normal | Normal | Reserve Sizing Wind FCR
Constraints | System | FCR Wind - UP | RHS | 141 |  | - | 1 | 2023-01-01 | 2023-12-31 |  | = |  | Optimistic - high | Optimistic - high | Reserve Sizing Wind FCR
Constraints | System | FCR Wind - UP | RHS | 136 |  | - | 1 | 2023-01-01 | 2023-12-31 |  | = |  | Pesimistic - low | Pesimistic - low | Reserve Sizing Wind FCR
Constraints | System | FCR Wind - UP | RHS | 153 |  | - | 1 | 2024-01-01 | 2024-12-31 |  | = |  | Normal | Normal | Reserve Sizing Wind FCR
Constraints | System | FCR Wind - UP | RHS | 157 |  | - | 1 | 2024-01-01 | 2024-12-31 |  | = |  | Optimistic - high | Optimistic - high | Reserve Sizing Wind FCR
Constraints | System | FCR Wind - UP | RHS | 151 |  | - | 1 | 2024-01-01 | 2024-12-31 |  | = |  | Pesimistic - low | Pesimistic - low | Reserve Sizing Wind FCR
Constraints | System | FCR Wind - UP | RHS | 169 |  | - | 1 | 2025-01-01 | 2025-12-31 |  | = |  | Normal | Normal | Reserve Sizing Wind FCR
Constraints | System | FCR Wind - UP | RHS | 173 |  | - | 1 | 2025-01-01 | 2025-12-31 |  | = |  | Optimistic - high | Optimistic - high | Reserve Sizing Wind FCR
Constraints | System | FCR Wind - UP | RHS | 166 |  | - | 1 | 2025-01-01 | 2025-12-31 |  | = |  | Pesimistic - low | Pesimistic - low | Reserve Sizing Wind FCR
Constraints | System | FCR Wind - UP | RHS | 185 |  | - | 1 | 2026-01-01 | 2026-12-31 |  | = |  | Normal | Normal | Reserve Sizing Wind FCR
Constraints | System | FCR Wind - UP | RHS | 190 |  | - | 1 | 2026-01-01 | 2026-12-31 |  | = |  | Optimistic - high | Optimistic - high | Reserve Sizing Wind FCR
Constraints | System | FCR Wind - UP | RHS | 181 |  | - | 1 | 2026-01-01 | 2026-12-31 |  | = |  | Pesimistic - low | Pesimistic - low | Reserve Sizing Wind FCR
Constraints | System | FCR Wind - UP | RHS | 201 |  | - | 1 | 2027-01-01 | 2027-12-31 |  | = |  | Normal | Normal | Reserve Sizing Wind FCR
Constraints | System | FCR Wind - UP | RHS | 207 |  | - | 1 | 2027-01-01 | 2027-12-31 |  | = |  | Optimistic - high | Optimistic - high | Reserve Sizing Wind FCR
Constraints | System | FCR Wind - UP | RHS | 196 |  | - | 1 | 2027-01-01 | 2027-12-31 |  | = |  | Pesimistic - low | Pesimistic - low | Reserve Sizing Wind FCR
Constraints | System | FCR Wind - UP | RHS | 217 |  | - | 1 | 2028-01-01 | 2028-12-31 |  | = |  | Normal | Normal | Reserve Sizing Wind FCR
Constraints | System | FCR Wind - UP | RHS | 224 |  | - | 1 | 2028-01-01 | 2028-12-31 |  | = |  | Optimistic - high | Optimistic - high | Reserve Sizing Wind FCR
Constraints | System | FCR Wind - UP | RHS | 212 |  | - | 1 | 2028-01-01 | 2028-12-31 |  | = |  | Pesimistic - low | Pesimistic - low | Reserve Sizing Wind FCR
Constraints | System | FCR Wind - UP | RHS | 232 |  | - | 1 | 2029-01-01 | 2029-12-31 |  | = |  | Normal | Normal | Reserve Sizing Wind FCR
Constraints | System | FCR Wind - UP | RHS | 240 |  | - | 1 | 2029-01-01 | 2029-12-31 |  | = |  | Optimistic - high | Optimistic - high | Reserve Sizing Wind FCR
Constraints | System | FCR Wind - UP | RHS | 226 |  | - | 1 | 2029-01-01 | 2029-12-31 |  | = |  | Pesimistic - low | Pesimistic - low | Reserve Sizing Wind FCR
Constraints | System | FCR Wind - UP | RHS | 250 |  | - | 1 | 2030-01-01 |  |  | = |  | Normal | Normal | Reserve Sizing Wind FCR
Constraints | System | FCR Wind - UP | RHS | 259 |  | - | 1 | 2030-01-01 |  |  | = |  | Optimistic - high | Optimistic - high | Reserve Sizing Wind FCR
Constraints | System | FCR Wind - UP | RHS | 243 |  | - | 1 | 2030-01-01 |  |  | = |  | Pesimistic - low | Pesimistic - low | Reserve Sizing Wind FCR
Constraints | System | FCR Wind - UP | Penalty Price | 10000 |  | $ | 1 |  |  |  | = |  |  |  | Reserve Sizing Wind FCR
Constraints | System | Reserve Sizing wind - Down | Sense | = |  | - | 1 |  |  |  | = |  |  |  | Reserve Sizing Wind AFRR
Constraints | System | Reserve Sizing wind - Down | Include in PASA | Yes |  | Yes/No | 1 |  |  |  | = |  |  |  | Reserve Sizing Wind AFRR
Constraints | System | Reserve Sizing wind - Down | RHS | 44 |  | - | 1 | 2020-01-01 | 2020-12-31 |  | = |  | Normal | Normal | Reserve Sizing Wind AFRR
Constraints | System | Reserve Sizing wind - Down | RHS | 46 |  | - | 1 | 2020-01-01 | 2020-12-31 |  | = |  | Optimistic - high | Optimistic - high | Reserve Sizing Wind AFRR
Constraints | System | Reserve Sizing wind - Down | RHS | 43 |  | - | 1 | 2020-01-01 | 2020-12-31 |  | = |  | Pesimistic - low | Pesimistic - low | Reserve Sizing Wind AFRR
Constraints | System | Reserve Sizing wind - Down | RHS | 42 |  | - | 1 | 2021-01-01 | 2021-12-31 |  | = |  | Normal | Normal | Reserve Sizing Wind AFRR
Constraints | System | Reserve Sizing wind - Down | RHS | 44 |  | - | 1 | 2021-01-01 | 2021-12-31 |  | = |  | Optimistic - high | Optimistic - high | Reserve Sizing Wind AFRR
Constraints | System | Reserve Sizing wind - Down | RHS | 41 |  | - | 1 | 2021-01-01 | 2021-12-31 |  | = |  | Pesimistic - low | Pesimistic - low | Reserve Sizing Wind AFRR
Constraints | System | Reserve Sizing wind - Down | RHS | 45 |  | - | 1 | 2022-01-01 | 2022-12-31 |  | = |  | Normal | Normal | Reserve Sizing Wind AFRR
Constraints | System | Reserve Sizing wind - Down | RHS | 49 |  | - | 1 | 2022-01-01 | 2022-12-31 |  | = |  | Optimistic - high | Optimistic - high | Reserve Sizing Wind AFRR
Constraints | System | Reserve Sizing wind - Down | RHS | 44 |  | - | 1 | 2022-01-01 | 2022-12-31 |  | = |  | Pesimistic - low | Pesimistic - low | Reserve Sizing Wind AFRR
Constraints | System | Reserve Sizing wind - Down | RHS | 48 |  | - | 1 | 2023-01-01 | 2023-12-31 |  | = |  | Normal | Normal | Reserve Sizing Wind AFRR
Constraints | System | Reserve Sizing wind - Down | RHS | 51 |  | - | 1 | 2023-01-01 | 2023-12-31 |  | = |  | Optimistic - high | Optimistic - high | Reserve Sizing Wind AFRR
Constraints | System | Reserve Sizing wind - Down | RHS | 45 |  | - | 1 | 2023-01-01 | 2023-12-31 |  | = |  | Pesimistic - low | Pesimistic - low | Reserve Sizing Wind AFRR
Constraints | System | Reserve Sizing wind - Down | RHS | 50 |  | - | 1 | 2024-01-01 | 2024-12-31 |  | = |  | Normal | Normal | Reserve Sizing Wind AFRR
Constraints | System | Reserve Sizing wind - Down | RHS | 54 |  | - | 1 | 2024-01-01 | 2024-12-31 |  | = |  | Optimistic - high | Optimistic - high | Reserve Sizing Wind AFRR
Constraints | System | Reserve Sizing wind - Down | RHS | 46 |  | - | 1 | 2024-01-01 | 2024-12-31 |  | = |  | Pesimistic - low | Pesimistic - low | Reserve Sizing Wind AFRR
Constraints | System | Reserve Sizing wind - Down | RHS | 52 |  | - | 1 | 2025-01-01 | 2025-12-31 |  | = |  | Normal | Normal | Reserve Sizing Wind AFRR
Constraints | System | Reserve Sizing wind - Down | RHS | 57 |  | - | 1 | 2025-01-01 | 2025-12-31 |  | = |  | Optimistic - high | Optimistic - high | Reserve Sizing Wind AFRR
Constraints | System | Reserve Sizing wind - Down | RHS | 48 |  | - | 1 | 2025-01-01 | 2025-12-31 |  | = |  | Pesimistic - low | Pesimistic - low | Reserve Sizing Wind AFRR
Constraints | System | Reserve Sizing wind - Down | RHS | 54 |  | - | 1 | 2026-01-01 | 2026-12-31 |  | = |  | Normal | Normal | Reserve Sizing Wind AFRR
Constraints | System | Reserve Sizing wind - Down | RHS | 60 |  | - | 1 | 2026-01-01 | 2026-12-31 |  | = |  | Optimistic - high | Optimistic - high | Reserve Sizing Wind AFRR
Constraints | System | Reserve Sizing wind - Down | RHS | 49 |  | - | 1 | 2026-01-01 | 2026-12-31 |  | = |  | Pesimistic - low | Pesimistic - low | Reserve Sizing Wind AFRR
Constraints | System | Reserve Sizing wind - Down | RHS | 57 |  | - | 1 | 2027-01-01 | 2027-12-31 |  | = |  | Normal | Normal | Reserve Sizing Wind AFRR
Constraints | System | Reserve Sizing wind - Down | RHS | 64 |  | - | 1 | 2027-01-01 | 2027-12-31 |  | = |  | Optimistic - high | Optimistic - high | Reserve Sizing Wind AFRR
Constraints | System | Reserve Sizing wind - Down | RHS | 51 |  | - | 1 | 2027-01-01 | 2027-12-31 |  | = |  | Pesimistic - low | Pesimistic - low | Reserve Sizing Wind AFRR
Constraints | System | Reserve Sizing wind - Down | RHS | 59 |  | - | 1 | 2028-01-01 | 2028-12-31 |  | = |  | Normal | Normal | Reserve Sizing Wind AFRR
Constraints | System | Reserve Sizing wind - Down | RHS | 68 |  | - | 1 | 2028-01-01 | 2028-12-31 |  | = |  | Optimistic - high | Optimistic - high | Reserve Sizing Wind AFRR
Constraints | System | Reserve Sizing wind - Down | RHS | 53 |  | - | 1 | 2028-01-01 | 2028-12-31 |  | = |  | Pesimistic - low | Pesimistic - low | Reserve Sizing Wind AFRR
Constraints | System | Reserve Sizing wind - Down | RHS | 60 |  | - | 1 | 2029-01-01 | 2029-12-31 |  | = |  | Normal | Normal | Reserve Sizing Wind AFRR
Constraints | System | Reserve Sizing wind - Down | RHS | 70 |  | - | 1 | 2029-01-01 | 2029-12-31 |  | = |  | Optimistic - high | Optimistic - high | Reserve Sizing Wind AFRR
Constraints | System | Reserve Sizing wind - Down | RHS | 53 |  | - | 1 | 2029-01-01 | 2029-12-31 |  | = |  | Pesimistic - low | Pesimistic - low | Reserve Sizing Wind AFRR
Constraints | System | Reserve Sizing wind - Down | RHS | 65 |  | - | 1 | 2030-01-01 |  |  | = |  | Normal | Normal | Reserve Sizing Wind AFRR
Constraints | System | Reserve Sizing wind - Down | RHS | 77 |  | - | 1 | 2030-01-01 |  |  | = |  | Optimistic - high | Optimistic - high | Reserve Sizing Wind AFRR
Constraints | System | Reserve Sizing wind - Down | RHS | 56 |  | - | 1 | 2030-01-01 |  |  | = |  | Pesimistic - low | Pesimistic - low | Reserve Sizing Wind AFRR
Constraints | System | Reserve Sizing wind - Down | Penalty Price | 10000 |  | $ | 1 |  |  |  | = |  |  |  | Reserve Sizing Wind AFRR
Constraints | System | Reserve Sizing wind - UP | Sense | = |  | - | 1 |  |  |  | = |  |  |  | Reserve Sizing Wind AFRR
Constraints | System | Reserve Sizing wind - UP | Include in PASA | Yes |  | Yes/No | 1 |  |  |  | = |  |  |  | Reserve Sizing Wind AFRR
Constraints | System | Reserve Sizing wind - UP | RHS | 44 |  | - | 1 | 2020-01-01 | 2020-12-31 |  | = |  | Normal | Normal | Reserve Sizing Wind AFRR
Constraints | System | Reserve Sizing wind - UP | RHS | 46 |  | - | 1 | 2020-01-01 | 2020-12-31 |  | = |  | Optimistic - high | Optimistic - high | Reserve Sizing Wind AFRR
Constraints | System | Reserve Sizing wind - UP | RHS | 43 |  | - | 1 | 2020-01-01 | 2020-12-31 |  | = |  | Pesimistic - low | Pesimistic - low | Reserve Sizing Wind AFRR
Constraints | System | Reserve Sizing wind - UP | RHS | 42 |  | - | 1 | 2021-01-01 | 2021-12-31 |  | = |  | Normal | Normal | Reserve Sizing Wind AFRR
Constraints | System | Reserve Sizing wind - UP | RHS | 44 |  | - | 1 | 2021-01-01 | 2021-12-31 |  | = |  | Optimistic - high | Optimistic - high | Reserve Sizing Wind AFRR
Constraints | System | Reserve Sizing wind - UP | RHS | 41 |  | - | 1 | 2021-01-01 | 2021-12-31 |  | = |  | Pesimistic - low | Pesimistic - low | Reserve Sizing Wind AFRR
Constraints | System | Reserve Sizing wind - UP | RHS | 45 |  | - | 1 | 2022-01-01 | 2022-12-31 |  | = |  | Normal | Normal | Reserve Sizing Wind AFRR
Constraints | System | Reserve Sizing wind - UP | RHS | 49 |  | - | 1 | 2022-01-01 | 2022-12-31 |  | = |  | Optimistic - high | Optimistic - high | Reserve Sizing Wind AFRR
Constraints | System | Reserve Sizing wind - UP | RHS | 44 |  | - | 1 | 2022-01-01 | 2022-12-31 |  | = |  | Pesimistic - low | Pesimistic - low | Reserve Sizing Wind AFRR
Constraints | System | Reserve Sizing wind - UP | RHS | 48 |  | - | 1 | 2023-01-01 | 2023-12-31 |  | = |  | Normal | Normal | Reserve Sizing Wind AFRR
Constraints | System | Reserve Sizing wind - UP | RHS | 51 |  | - | 1 | 2023-01-01 | 2023-12-31 |  | = |  | Optimistic - high | Optimistic - high | Reserve Sizing Wind AFRR
Constraints | System | Reserve Sizing wind - UP | RHS | 45 |  | - | 1 | 2023-01-01 | 2023-12-31 |  | = |  | Pesimistic - low | Pesimistic - low | Reserve Sizing Wind AFRR
Constraints | System | Reserve Sizing wind - UP | RHS | 50 |  | - | 1 | 2024-01-01 | 2024-12-31 |  | = |  | Normal | Normal | Reserve Sizing Wind AFRR
Constraints | System | Reserve Sizing wind - UP | RHS | 54 |  | - | 1 | 2024-01-01 | 2024-12-31 |  | = |  | Optimistic - high | Optimistic - high | Reserve Sizing Wind AFRR
Constraints | System | Reserve Sizing wind - UP | RHS | 46 |  | - | 1 | 2024-01-01 | 2024-12-31 |  | = |  | Pesimistic - low | Pesimistic - low | Reserve Sizing Wind AFRR
Constraints | System | Reserve Sizing wind - UP | RHS | 52 |  | - | 1 | 2025-01-01 | 2025-12-31 |  | = |  | Normal | Normal | Reserve Sizing Wind AFRR
Constraints | System | Reserve Sizing wind - UP | RHS | 57 |  | - | 1 | 2025-01-01 | 2025-12-31 |  | = |  | Optimistic - high | Optimistic - high | Reserve Sizing Wind AFRR
Constraints | System | Reserve Sizing wind - UP | RHS | 48 |  | - | 1 | 2025-01-01 | 2025-12-31 |  | = |  | Pesimistic - low | Pesimistic - low | Reserve Sizing Wind AFRR
Constraints | System | Reserve Sizing wind - UP | RHS | 54 |  | - | 1 | 2026-01-01 | 2026-12-31 |  | = |  | Normal | Normal | Reserve Sizing Wind AFRR
Constraints | System | Reserve Sizing wind - UP | RHS | 60 |  | - | 1 | 2026-01-01 | 2026-12-31 |  | = |  | Optimistic - high | Optimistic - high | Reserve Sizing Wind AFRR
Constraints | System | Reserve Sizing wind - UP | RHS | 49 |  | - | 1 | 2026-01-01 | 2026-12-31 |  | = |  | Pesimistic - low | Pesimistic - low | Reserve Sizing Wind AFRR
Constraints | System | Reserve Sizing wind - UP | RHS | 57 |  | - | 1 | 2027-01-01 | 2027-12-31 |  | = |  | Normal | Normal | Reserve Sizing Wind AFRR
Constraints | System | Reserve Sizing wind - UP | RHS | 64 |  | - | 1 | 2027-01-01 | 2027-12-31 |  | = |  | Optimistic - high | Optimistic - high | Reserve Sizing Wind AFRR
Constraints | System | Reserve Sizing wind - UP | RHS | 51 |  | - | 1 | 2027-01-01 | 2027-12-31 |  | = |  | Pesimistic - low | Pesimistic - low | Reserve Sizing Wind AFRR
Constraints | System | Reserve Sizing wind - UP | RHS | 59 |  | - | 1 | 2028-01-01 | 2028-12-31 |  | = |  | Normal | Normal | Reserve Sizing Wind AFRR
Constraints | System | Reserve Sizing wind - UP | RHS | 68 |  | - | 1 | 2028-01-01 | 2028-12-31 |  | = |  | Optimistic - high | Optimistic - high | Reserve Sizing Wind AFRR
Constraints | System | Reserve Sizing wind - UP | RHS | 53 |  | - | 1 | 2028-01-01 | 2028-12-31 |  | = |  | Pesimistic - low | Pesimistic - low | Reserve Sizing Wind AFRR
Constraints | System | Reserve Sizing wind - UP | RHS | 60 |  | - | 1 | 2029-01-01 | 2029-12-31 |  | = |  | Normal | Normal | Reserve Sizing Wind AFRR
Constraints | System | Reserve Sizing wind - UP | RHS | 70 |  | - | 1 | 2029-01-01 | 2029-12-31 |  | = |  | Optimistic - high | Optimistic - high | Reserve Sizing Wind AFRR
Constraints | System | Reserve Sizing wind - UP | RHS | 53 |  | - | 1 | 2029-01-01 | 2029-12-31 |  | = |  | Pesimistic - low | Pesimistic - low | Reserve Sizing Wind AFRR
Constraints | System | Reserve Sizing wind - UP | RHS | 65 |  | - | 1 | 2030-01-01 |  |  | = |  | Normal | Normal | Reserve Sizing Wind AFRR
Constraints | System | Reserve Sizing wind - UP | RHS | 77 |  | - | 1 | 2030-01-01 |  |  | = |  | Optimistic - high | Optimistic - high | Reserve Sizing Wind AFRR
Constraints | System | Reserve Sizing wind - UP | RHS | 56 |  | - | 1 | 2030-01-01 |  |  | = |  | Pesimistic - low | Pesimistic - low | Reserve Sizing Wind AFRR
Constraints | System | Reserve Sizing wind - UP | Penalty Price | 10000 |  | $ | 1 |  |  |  | = |  |  |  | Reserve Sizing Wind AFRR
Constraints | System | MFRR Wind - Down | Sense | = |  | - | 1 |  |  |  | = |  |  |  | Reserve Sizing Wind MFRR
Constraints | System | MFRR Wind - Down | Include in PASA | Yes |  | Yes/No | 1 |  |  |  | = |  |  |  | Reserve Sizing Wind MFRR
Constraints | System | MFRR Wind - Down | RHS | 259 |  | - | 1 | 2020-01-01 | 2020-12-31 |  | = |  | Normal | Normal | Reserve Sizing Wind MFRR
Constraints | System | MFRR Wind - Down | RHS | 270 |  | - | 1 | 2020-01-01 | 2020-12-31 |  | = |  | Optimistic - high | Optimistic - high | Reserve Sizing Wind MFRR
Constraints | System | MFRR Wind - Down | RHS | 251 |  | - | 1 | 2020-01-01 | 2020-12-31 |  | = |  | Pesimistic - low | Pesimistic - low | Reserve Sizing Wind MFRR
Constraints | System | MFRR Wind - Down | RHS | 246 |  | - | 1 | 2021-01-01 | 2021-12-31 |  | = |  | Normal | Normal | Reserve Sizing Wind MFRR
Constraints | System | MFRR Wind - Down | RHS | 256 |  | - | 1 | 2021-01-01 | 2021-12-31 |  | = |  | Optimistic - high | Optimistic - high | Reserve Sizing Wind MFRR
Constraints | System | MFRR Wind - Down | RHS | 238 |  | - | 1 | 2021-01-01 | 2021-12-31 |  | = |  | Pesimistic - low | Pesimistic - low | Reserve Sizing Wind MFRR
Constraints | System | MFRR Wind - Down | RHS | 269 |  | - | 1 | 2022-01-01 | 2022-12-31 |  | = |  | Normal | Normal | Reserve Sizing Wind MFRR
Constraints | System | MFRR Wind - Down | RHS | 294 |  | - | 1 | 2022-01-01 | 2022-12-31 |  | = |  | Optimistic - high | Optimistic - high | Reserve Sizing Wind MFRR
Constraints | System | MFRR Wind - Down | RHS | 254 |  | - | 1 | 2022-01-01 | 2022-12-31 |  | = |  | Pesimistic - low | Pesimistic - low | Reserve Sizing Wind MFRR
Constraints | System | MFRR Wind - Down | RHS | 285 |  | - | 1 | 2023-01-01 | 2023-12-31 |  | = |  | Normal | Normal | Reserve Sizing Wind MFRR
Constraints | System | MFRR Wind - Down | RHS | 314 |  | - | 1 | 2023-01-01 | 2023-12-31 |  | = |  | Optimistic - high | Optimistic - high | Reserve Sizing Wind MFRR
Constraints | System | MFRR Wind - Down | RHS | 265 |  | - | 1 | 2023-01-01 | 2023-12-31 |  | = |  | Pesimistic - low | Pesimistic - low | Reserve Sizing Wind MFRR
Constraints | System | MFRR Wind - Down | RHS | 301 |  | - | 1 | 2024-01-01 | 2024-12-31 |  | = |  | Normal | Normal | Reserve Sizing Wind MFRR
Constraints | System | MFRR Wind - Down | RHS | 334 |  | - | 1 | 2024-01-01 | 2024-12-31 |  | = |  | Optimistic - high | Optimistic - high | Reserve Sizing Wind MFRR
Constraints | System | MFRR Wind - Down | RHS | 274 |  | - | 1 | 2024-01-01 | 2024-12-31 |  | = |  | Pesimistic - low | Pesimistic - low | Reserve Sizing Wind MFRR
Constraints | System | MFRR Wind - Down | RHS | 300 |  | - | 1 | 2025-01-01 | 2025-12-31 |  | = |  | Normal | Normal | Reserve Sizing Wind MFRR
Constraints | System | MFRR Wind - Down | RHS | 359 |  | - | 1 | 2025-01-01 | 2025-12-31 |  | = |  | Optimistic - high | Optimistic - high | Reserve Sizing Wind MFRR
Constraints | System | MFRR Wind - Down | RHS | 286 |  | - | 1 | 2025-01-01 | 2025-12-31 |  | = |  | Pesimistic - low | Pesimistic - low | Reserve Sizing Wind MFRR
Constraints | System | MFRR Wind - Down | RHS | 338 |  | - | 1 | 2026-01-01 | 2026-12-31 |  | = |  | Normal | Normal | Reserve Sizing Wind MFRR
Constraints | System | MFRR Wind - Down | RHS | 384 |  | - | 1 | 2026-01-01 | 2026-12-31 |  | = |  | Optimistic - high | Optimistic - high | Reserve Sizing Wind MFRR
Constraints | System | MFRR Wind - Down | RHS | 298 |  | - | 1 | 2026-01-01 | 2026-12-31 |  | = |  | Pesimistic - low | Pesimistic - low | Reserve Sizing Wind MFRR
Constraints | System | MFRR Wind - Down | RHS | 357 |  | - | 1 | 2027-01-01 | 2027-12-31 |  | = |  | Normal | Normal | Reserve Sizing Wind MFRR
Constraints | System | MFRR Wind - Down | RHS | 412 |  | - | 1 | 2027-01-01 | 2027-12-31 |  | = |  | Optimistic - high | Optimistic - high | Reserve Sizing Wind MFRR
Constraints | System | MFRR Wind - Down | RHS | 311 |  | - | 1 | 2027-01-01 | 2027-12-31 |  | = |  | Pesimistic - low | Pesimistic - low | Reserve Sizing Wind MFRR
Constraints | System | MFRR Wind - Down | RHS | 375 |  | - | 1 | 2028-01-01 | 2028-12-31 |  | = |  | Normal | Normal | Reserve Sizing Wind MFRR
Constraints | System | MFRR Wind - Down | RHS | 441 |  | - | 1 | 2028-01-01 | 2028-12-31 |  | = |  | Optimistic - high | Optimistic - high | Reserve Sizing Wind MFRR
Constraints | System | MFRR Wind - Down | RHS | 324 |  | - | 1 | 2028-01-01 | 2028-12-31 |  | = |  | Pesimistic - low | Pesimistic - low | Reserve Sizing Wind MFRR
Constraints | System | MFRR Wind - Down | RHS | 384 |  | - | 1 | 2029-01-01 | 2029-12-31 |  | = |  | Normal | Normal | Reserve Sizing Wind MFRR
Constraints | System | MFRR Wind - Down | RHS | 458 |  | - | 1 | 2029-01-01 | 2029-12-31 |  | = |  | Optimistic - high | Optimistic - high | Reserve Sizing Wind MFRR
Constraints | System | MFRR Wind - Down | RHS | 327 |  | - | 1 | 2029-01-01 | 2029-12-31 |  | = |  | Pesimistic - low | Pesimistic - low | Reserve Sizing Wind MFRR
Constraints | System | MFRR Wind - Down | RHS | 418 |  | - | 1 | 2030-01-01 |  |  | = |  | Normal | Normal | Reserve Sizing Wind MFRR
Constraints | System | MFRR Wind - Down | RHS | 507 |  | - | 1 | 2030-01-01 |  |  | = |  | Optimistic - high | Optimistic - high | Reserve Sizing Wind MFRR
Constraints | System | MFRR Wind - Down | RHS | 353 |  | - | 1 | 2030-01-01 |  |  | = |  | Pesimistic - low | Pesimistic - low | Reserve Sizing Wind MFRR
Constraints | System | MFRR Wind - Down | Penalty Price | 10000 |  | $ | 1 |  |  |  | = |  |  |  | Reserve Sizing Wind MFRR
Constraints | System | MFRR Wind - UP | Sense | = |  | - | 1 |  |  |  | = |  |  |  | Reserve Sizing Wind MFRR
Constraints | System | MFRR Wind - UP | Include in PASA | Yes |  | Yes/No | 1 |  |  |  | = |  |  |  | Reserve Sizing Wind MFRR
Constraints | System | MFRR Wind - UP | RHS | 509 |  | - | 1 | 2020-01-01 | 2020-12-31 |  | = |  | Normal | Normal | Reserve Sizing Wind MFRR
Constraints | System | MFRR Wind - UP | RHS | 520 |  | - | 1 | 2020-01-01 | 2020-12-31 |  | = |  | Optimistic - high | Optimistic - high | Reserve Sizing Wind MFRR
Constraints | System | MFRR Wind - UP | RHS | 501 |  | - | 1 | 2020-01-01 | 2020-12-31 |  | = |  | Pesimistic - low | Pesimistic - low | Reserve Sizing Wind MFRR
Constraints | System | MFRR Wind - UP | RHS | 496 |  | - | 1 | 2021-01-01 | 2021-12-31 |  | = |  | Normal | Normal | Reserve Sizing Wind MFRR
Constraints | System | MFRR Wind - UP | RHS | 506 |  | - | 1 | 2021-01-01 | 2021-12-31 |  | = |  | Optimistic - high | Optimistic - high | Reserve Sizing Wind MFRR
Constraints | System | MFRR Wind - UP | RHS | 488 |  | - | 1 | 2021-01-01 | 2021-12-31 |  | = |  | Pesimistic - low | Pesimistic - low | Reserve Sizing Wind MFRR
Constraints | System | MFRR Wind - UP | RHS | 519 |  | - | 1 | 2022-01-01 | 2022-12-31 |  | = |  | Normal | Normal | Reserve Sizing Wind MFRR
Constraints | System | MFRR Wind - UP | RHS | 544 |  | - | 1 | 2022-01-01 | 2022-12-31 |  | = |  | Optimistic - high | Optimistic - high | Reserve Sizing Wind MFRR
Constraints | System | MFRR Wind - UP | RHS | 504 |  | - | 1 | 2022-01-01 | 2022-12-31 |  | = |  | Pesimistic - low | Pesimistic - low | Reserve Sizing Wind MFRR
Constraints | System | MFRR Wind - UP | RHS | 300 |  | - | 1 | 2023-01-01 | 2023-12-31 |  | = |  | Normal | Normal | Reserve Sizing Wind MFRR
Constraints | System | MFRR Wind - UP | RHS | 564 |  | - | 1 | 2023-01-01 | 2023-12-31 |  | = |  | Optimistic - high | Optimistic - high | Reserve Sizing Wind MFRR
Constraints | System | MFRR Wind - UP | RHS | 515 |  | - | 1 | 2023-01-01 | 2023-12-31 |  | = |  | Pesimistic - low | Pesimistic - low | Reserve Sizing Wind MFRR
Constraints | System | MFRR Wind - UP | RHS | 300 |  | - | 1 | 2024-01-01 | 2024-12-31 |  | = |  | Normal | Normal | Reserve Sizing Wind MFRR
Constraints | System | MFRR Wind - UP | RHS | 584 |  | - | 1 | 2024-01-01 | 2024-12-31 |  | = |  | Optimistic - high | Optimistic - high | Reserve Sizing Wind MFRR
Constraints | System | MFRR Wind - UP | RHS | 524 |  | - | 1 | 2024-01-01 | 2024-12-31 |  | = |  | Pesimistic - low | Pesimistic - low | Reserve Sizing Wind MFRR
Constraints | System | MFRR Wind - UP | RHS | 300 |  | - | 1 | 2025-01-01 | 2025-12-31 |  | = |  | Normal | Normal | Reserve Sizing Wind MFRR
Constraints | System | MFRR Wind - UP | RHS | 609 |  | - | 1 | 2025-01-01 | 2025-12-31 |  | = |  | Optimistic - high | Optimistic - high | Reserve Sizing Wind MFRR
Constraints | System | MFRR Wind - UP | RHS | 536 |  | - | 1 | 2025-01-01 | 2025-12-31 |  | = |  | Pesimistic - low | Pesimistic - low | Reserve Sizing Wind MFRR
Constraints | System | MFRR Wind - UP | RHS | 588 |  | - | 1 | 2026-01-01 | 2026-12-31 |  | = |  | Normal | Normal | Reserve Sizing Wind MFRR
Constraints | System | MFRR Wind - UP | RHS | 634 |  | - | 1 | 2026-01-01 | 2026-12-31 |  | = |  | Optimistic - high | Optimistic - high | Reserve Sizing Wind MFRR
Constraints | System | MFRR Wind - UP | RHS | 548 |  | - | 1 | 2026-01-01 | 2026-12-31 |  | = |  | Pesimistic - low | Pesimistic - low | Reserve Sizing Wind MFRR
Constraints | System | MFRR Wind - UP | RHS | 607 |  | - | 1 | 2027-01-01 | 2027-12-31 |  | = |  | Normal | Normal | Reserve Sizing Wind MFRR
Constraints | System | MFRR Wind - UP | RHS | 662 |  | - | 1 | 2027-01-01 | 2027-12-31 |  | = |  | Optimistic - high | Optimistic - high | Reserve Sizing Wind MFRR
Constraints | System | MFRR Wind - UP | RHS | 561 |  | - | 1 | 2027-01-01 | 2027-12-31 |  | = |  | Pesimistic - low | Pesimistic - low | Reserve Sizing Wind MFRR
Constraints | System | MFRR Wind - UP | RHS | 625 |  | - | 1 | 2028-01-01 | 2028-12-31 |  | = |  | Normal | Normal | Reserve Sizing Wind MFRR
Constraints | System | MFRR Wind - UP | RHS | 691 |  | - | 1 | 2028-01-01 | 2028-12-31 |  | = |  | Optimistic - high | Optimistic - high | Reserve Sizing Wind MFRR
Constraints | System | MFRR Wind - UP | RHS | 574 |  | - | 1 | 2028-01-01 | 2028-12-31 |  | = |  | Pesimistic - low | Pesimistic - low | Reserve Sizing Wind MFRR
Constraints | System | MFRR Wind - UP | RHS | 634 |  | - | 1 | 2029-01-01 | 2029-12-31 |  | = |  | Normal | Normal | Reserve Sizing Wind MFRR
Constraints | System | MFRR Wind - UP | RHS | 708 |  | - | 1 | 2029-01-01 | 2029-12-31 |  | = |  | Optimistic - high | Optimistic - high | Reserve Sizing Wind MFRR
Constraints | System | MFRR Wind - UP | RHS | 577 |  | - | 1 | 2029-01-01 | 2029-12-31 |  | = |  | Pesimistic - low | Pesimistic - low | Reserve Sizing Wind MFRR
Constraints | System | MFRR Wind - UP | RHS | 668 |  | - | 1 | 2030-01-01 |  |  | = |  | Normal | Normal | Reserve Sizing Wind MFRR
Constraints | System | MFRR Wind - UP | RHS | 757 |  | - | 1 | 2030-01-01 |  |  | = |  | Optimistic - high | Optimistic - high | Reserve Sizing Wind MFRR
Constraints | System | MFRR Wind - UP | RHS | 603 |  | - | 1 | 2030-01-01 |  |  | = |  | Pesimistic - low | Pesimistic - low | Reserve Sizing Wind MFRR
Constraints | System | MFRR Wind - UP | Penalty Price | 10000 |  | $ | 1 |  |  |  | = |  |  |  | Reserve Sizing Wind MFRR
Constraints | System | FCR PV - Down | Sense | = |  | - | 1 |  |  |  | = |  |  |  | Reserve Sizing PV FCR
Constraints | System | FCR PV - Down | Include in PASA | Yes |  | Yes/No | 1 |  |  |  | = |  |  |  | Reserve Sizing PV FCR
Constraints | System | FCR PV - Down | RHS | 58,6 |  | - | 1 |  |  |  | = |  |  |  | Reserve Sizing PV FCR
Constraints | System | FCR PV - Down | Penalty Price | 10000 |  | $ | 1 |  |  |  | = |  |  |  | Reserve Sizing PV FCR
Constraints | System | FCR PV - UP | Sense | = |  | - | 1 |  |  |  | = |  |  |  | Reserve Sizing PV FCR
Constraints | System | FCR PV - UP | Include in PASA | Yes |  | Yes/No | 1 |  |  |  | = |  |  |  | Reserve Sizing PV FCR
Constraints | System | FCR PV - UP | RHS | 58,6 |  | - | 1 |  |  |  | = |  |  |  | Reserve Sizing PV FCR
Constraints | System | FCR PV - UP | Penalty Price | 10000 |  | $ | 1 |  |  |  | = |  |  |  | Reserve Sizing PV FCR
Constraints | System | Reserve Sizing PV - AFRR Down | Sense | = |  | - | 1 |  |  |  | = |  |  |  | Reserve Sizing PV AFRR
Constraints | System | Reserve Sizing PV - AFRR Down | Include in PASA | Yes |  | Yes/No | 1 |  |  |  | = |  |  |  | Reserve Sizing PV AFRR
Constraints | System | Reserve Sizing PV - AFRR Down | RHS | 15 |  | - | 1 |  |  |  | = |  |  |  | Reserve Sizing PV AFRR
Constraints | System | Reserve Sizing PV - AFRR Down | Penalty Price | 10000 |  | $ | 1 |  |  |  | = |  |  |  | Reserve Sizing PV AFRR
Constraints | System | Reserve Sizing PV - AFRR UP | Sense | = |  | - | 1 |  |  |  | = |  |  |  | Reserve Sizing PV AFRR
Constraints | System | Reserve Sizing PV - AFRR UP | Include in PASA | Yes |  | Yes/No | 1 |  |  |  | = |  |  |  | Reserve Sizing PV AFRR
Constraints | System | Reserve Sizing PV - AFRR UP | RHS | 15 |  | - | 1 |  |  |  | = |  |  |  | Reserve Sizing PV AFRR
Constraints | System | Reserve Sizing PV - AFRR UP | Penalty Price | 10000 |  | $ | 1 |  |  |  | = |  |  |  | Reserve Sizing PV AFRR
Constraints | System | Reserve Sizing PV - Down | Sense | = |  | - | 1 |  |  |  | = |  |  |  | Reserve Sizing PV MFRR
Constraints | System | Reserve Sizing PV - Down | Include in PASA | Yes |  | Yes/No | 1 |  |  |  | = |  |  |  | Reserve Sizing PV MFRR
Constraints | System | Reserve Sizing PV - Down | RHS | -30 |  | - | 1 |  |  |  | = |  |  |  | Reserve Sizing PV MFRR
Constraints | System | Reserve Sizing PV - Down | Penalty Price | 10000 |  | $ | 1 |  |  |  | = |  |  |  | Reserve Sizing PV MFRR
Constraints | System | Reserve Sizing PV - UP | Sense | = |  | - | 1 |  |  |  | = |  |  |  | Reserve Sizing PV MFRR
Constraints | System | Reserve Sizing PV - UP | Include in PASA | Yes |  | Yes/No | 1 |  |  |  | = |  |  |  | Reserve Sizing PV MFRR
Constraints | System | Reserve Sizing PV - UP | RHS | -30 |  | - | 1 |  |  |  | = |  |  |  | Reserve Sizing PV MFRR
Constraints | System | Reserve Sizing PV - UP | Penalty Price | 10000 |  | $ | 1 |  |  |  | = |  |  |  | Reserve Sizing PV MFRR
Constraints | System | Export limits - TR | Sense | <= |  | - | 1 |  |  |  | = |  |  |  | -
Constraints | System | Export limits - TR | RHS Year | 3000 |  | - | 1 |  |  |  | = |  |  |  | -
Constraints | System | namakhvani build | Sense | = |  | - | 1 |  |  |  | = |  |  |  | -
Constraints | System | namakhvani build | RHS | 0 |  | - | 1 |  |  |  | = |  |  |  | -
Generator.Constraints | Kartli wind farm | FCR Wind - Down | Installed Capacity Coefficient | -0,0168 |  | MW | 1 |  |  |  | = |  |  |  | Reserve Sizing Wind FCR
Generator.Constraints | Kartli wind farm | FCR Wind - UP | Installed Capacity Coefficient | -0,0168 |  | MW | 1 |  |  |  | = |  |  |  | Reserve Sizing Wind FCR
Generator.Constraints | Kartli wind farm | Reserve Sizing wind - Down | Installed Capacity Coefficient | -0,06 |  | MW | 1 |  |  |  | = |  |  |  | Reserve Sizing Wind AFRR
Generator.Constraints | Kartli wind farm | Reserve Sizing wind - UP | Installed Capacity Coefficient | -0,06 |  | MW | 1 |  |  |  | = |  |  |  | Reserve Sizing Wind AFRR
Generator.Constraints | Kartli wind farm | MFRR Wind - Down | Installed Capacity Coefficient | -0,19 |  | MW | 1 |  |  |  | = |  |  |  | Reserve Sizing Wind MFRR
Generator.Constraints | Kartli wind farm | MFRR Wind - UP | Installed Capacity Coefficient | -0,19 |  | MW | 1 |  |  |  | = |  |  |  | Reserve Sizing Wind MFRR
Generator.Constraints | Enguri | Maxcapa <= vol - 420 m | Generation Coefficient | 1 |  | MW | 1 |  |  |  | = |  |  |  | Enguri
Generator.Constraints | Enguri | Maxcapa <= vol - 420 m | Units Generating Coefficient | 0 |  | - | 1 |  |  |  | = |  |  |  | Enguri
Generator.Constraints | Enguri | Maxcapa <= vol - 420 m | Reserve Provision Coefficient | 1 |  | MW | 1 |  |  |  | = |  | NO |  | Enguri
Generator.Constraints | Enguri | Maxcapa <= vol - 460 m | Generation Coefficient | 1 |  | MW | 1 |  |  |  | = |  |  |  | Enguri
Generator.Constraints | Enguri | Maxcapa <= vol - 460 m | Units Generating Coefficient | 0 |  | - | 1 |  |  |  | = |  |  |  | Enguri
Generator.Constraints | Enguri | Maxcapa <= vol - 460 m | Reserve Provision Coefficient | 1 |  | MW | 1 |  |  |  | = |  | NO |  | Enguri
Generator.Constraints | Enguri | Maxcapa <= vol - 500m | Generation Coefficient | 1 |  | MW | 1 |  |  |  | = |  |  |  | Enguri
Generator.Constraints | Enguri | Maxcapa <= vol - 500m | Units Generating Coefficient | 0 |  | - | 1 |  |  |  | = |  |  |  | Enguri
Generator.Constraints | Enguri | Maxcapa <= vol - 500m | Reserve Provision Coefficient | 1 |  | MW | 1 |  |  |  | = |  | NO |  | Enguri
Generator.Constraints | Namakhvani - L | namakhvani build | Units Built Coefficient | 3 |  | - | 1 |  |  |  | = |  |  |  | -
Generator.Constraints | Namakhvani - U | namakhvani build | Units Built Coefficient | -2 |  | - | 1 |  |  |  | = |  |  |  | -
Generator.Constraints | Central wind farm | FCR Wind - Down | Installed Capacity Coefficient | -0,0168 |  | MW | 1 |  |  |  | = |  |  |  | Reserve Sizing Wind FCR
Generator.Constraints | Central wind farm | FCR Wind - Down | Units Built Coefficient | 0 |  | - | 1 |  |  |  | = |  |  |  | Reserve Sizing Wind FCR
Generator.Constraints | Central wind farm | FCR Wind - UP | Installed Capacity Coefficient | -0,0168 |  | MW | 1 |  |  |  | = |  |  |  | Reserve Sizing Wind FCR
Generator.Constraints | Central wind farm | Reserve Sizing wind - Down | Installed Capacity Coefficient | -0,06 |  | MW | 1 |  |  |  | = |  |  |  | Reserve Sizing Wind AFRR
Generator.Constraints | Central wind farm | Reserve Sizing wind - UP | Installed Capacity Coefficient | -0,06 |  | MW | 1 |  |  |  | = |  |  |  | Reserve Sizing Wind AFRR
Generator.Constraints | Central wind farm | MFRR Wind - Down | Installed Capacity Coefficient | -0,19 |  | MW | 1 |  |  |  | = |  |  |  | Reserve Sizing Wind MFRR
Generator.Constraints | Central wind farm | MFRR Wind - UP | Installed Capacity Coefficient | -0,19 |  | MW | 1 |  |  |  | = |  |  |  | Reserve Sizing Wind MFRR
Generator.Constraints | Central wind farm 1 | FCR Wind - Down | Installed Capacity Coefficient | -0,0168 |  | MW | 1 |  |  |  | = |  |  |  | Reserve Sizing Wind FCR
Generator.Constraints | Central wind farm 1 | FCR Wind - UP | Installed Capacity Coefficient | -0,0168 |  | MW | 1 |  |  |  | = |  |  |  | Reserve Sizing Wind FCR
Generator.Constraints | Central wind farm 1 | Reserve Sizing wind - Down | Installed Capacity Coefficient | -0,06 |  | MW | 1 |  |  |  | = |  |  |  | Reserve Sizing Wind AFRR
Generator.Constraints | Central wind farm 1 | Reserve Sizing wind - UP | Installed Capacity Coefficient | -0,06 |  | MW | 1 |  |  |  | = |  |  |  | Reserve Sizing Wind AFRR
Generator.Constraints | Central wind farm 1 | MFRR Wind - Down | Installed Capacity Coefficient | -0,19 |  | MW | 1 |  |  |  | = |  |  |  | Reserve Sizing Wind MFRR
Generator.Constraints | Central wind farm 1 | MFRR Wind - UP | Installed Capacity Coefficient | -0,19 |  | MW | 1 |  |  |  | = |  |  |  | Reserve Sizing Wind MFRR
Generator.Constraints | Central wind farm 2 | FCR Wind - Down | Installed Capacity Coefficient | -0,0168 |  | MW | 1 |  |  |  | = |  |  |  | Reserve Sizing Wind FCR
Generator.Constraints | Central wind farm 2 | FCR Wind - UP | Installed Capacity Coefficient | -0,0168 |  | MW | 1 |  |  |  | = |  |  |  | Reserve Sizing Wind FCR
Generator.Constraints | Central wind farm 2 | Reserve Sizing wind - Down | Installed Capacity Coefficient | -0,06 |  | MW | 1 |  |  |  | = |  |  |  | Reserve Sizing Wind AFRR
Generator.Constraints | Central wind farm 2 | Reserve Sizing wind - UP | Installed Capacity Coefficient | -0,06 |  | MW | 1 |  |  |  | = |  |  |  | Reserve Sizing Wind AFRR
Generator.Constraints | Central wind farm 2 | MFRR Wind - Down | Installed Capacity Coefficient | -0,19 |  | MW | 1 |  |  |  | = |  |  |  | Reserve Sizing Wind MFRR
Generator.Constraints | Central wind farm 2 | MFRR Wind - UP | Installed Capacity Coefficient | -0,19 |  | MW | 1 |  |  |  | = |  |  |  | Reserve Sizing Wind MFRR
Generator.Constraints | GEDF - Nadarbazevi | FCR Wind - Down | Installed Capacity Coefficient | -0,0168 |  | MW | 1 |  |  |  | = |  |  |  | Reserve Sizing Wind FCR
Generator.Constraints | GEDF - Nadarbazevi | FCR Wind - UP | Installed Capacity Coefficient | -0,0168 |  | MW | 1 |  |  |  | = |  |  |  | Reserve Sizing Wind FCR
Generator.Constraints | GEDF - Nadarbazevi | Reserve Sizing wind - Down | Installed Capacity Coefficient | -0,06 |  | MW | 1 |  |  |  | = |  |  |  | Reserve Sizing Wind AFRR
Generator.Constraints | GEDF - Nadarbazevi | Reserve Sizing wind - UP | Installed Capacity Coefficient | -0,06 |  | MW | 1 |  |  |  | = |  |  |  | Reserve Sizing Wind AFRR
Generator.Constraints | GEDF - Nadarbazevi | MFRR Wind - Down | Installed Capacity Coefficient | -0,19 |  | MW | 1 |  |  |  | = |  |  |  | Reserve Sizing Wind MFRR
Generator.Constraints | GEDF - Nadarbazevi | MFRR Wind - UP | Installed Capacity Coefficient | -0,19 |  | MW | 1 |  |  |  | = |  |  |  | Reserve Sizing Wind MFRR
Generator.Constraints | Imereti | FCR Wind - Down | Installed Capacity Coefficient | -0,0168 |  | MW | 1 |  |  |  | = |  |  |  | Reserve Sizing Wind FCR
Generator.Constraints | Imereti | FCR Wind - UP | Installed Capacity Coefficient | -0,0168 |  | MW | 1 |  |  |  | = |  |  |  | Reserve Sizing Wind FCR
Generator.Constraints | Imereti | Reserve Sizing wind - Down | Installed Capacity Coefficient | -0,06 |  | MW | 1 |  |  |  | = |  |  |  | Reserve Sizing Wind AFRR
Generator.Constraints | Imereti | Reserve Sizing wind - UP | Installed Capacity Coefficient | -0,06 |  | MW | 1 |  |  |  | = |  |  |  | Reserve Sizing Wind AFRR
Generator.Constraints | Imereti | MFRR Wind - Down | Installed Capacity Coefficient | -0,19 |  | MW | 1 |  |  |  | = |  |  |  | Reserve Sizing Wind MFRR
Generator.Constraints | Imereti | MFRR Wind - UP | Installed Capacity Coefficient | -0,19 |  | MW | 1 |  |  |  | = |  |  |  | Reserve Sizing Wind MFRR
Generator.Constraints | Imereti 1 | FCR Wind - Down | Installed Capacity Coefficient | -0,0168 |  | MW | 1 |  |  |  | = |  |  |  | Reserve Sizing Wind FCR
Generator.Constraints | Imereti 1 | FCR Wind - UP | Installed Capacity Coefficient | -0,0168 |  | MW | 1 |  |  |  | = |  |  |  | Reserve Sizing Wind FCR
Generator.Constraints | Imereti 1 | Reserve Sizing wind - Down | Installed Capacity Coefficient | -0,06 |  | MW | 1 |  |  |  | = |  |  |  | Reserve Sizing Wind AFRR
Generator.Constraints | Imereti 1 | Reserve Sizing wind - UP | Installed Capacity Coefficient | -0,06 |  | MW | 1 |  |  |  | = |  |  |  | Reserve Sizing Wind AFRR
Generator.Constraints | Imereti 1 | MFRR Wind - Down | Installed Capacity Coefficient | -0,19 |  | MW | 1 |  |  |  | = |  |  |  | Reserve Sizing Wind MFRR
Generator.Constraints | Imereti 1 | MFRR Wind - UP | Installed Capacity Coefficient | -0,19 |  | MW | 1 |  |  |  | = |  |  |  | Reserve Sizing Wind MFRR
Generator.Constraints | Imereti 2 | FCR Wind - Down | Installed Capacity Coefficient | -0,0168 |  | MW | 1 |  |  |  | = |  |  |  | Reserve Sizing Wind FCR
Generator.Constraints | Imereti 2 | FCR Wind - UP | Installed Capacity Coefficient | -0,0168 |  | MW | 1 |  |  |  | = |  |  |  | Reserve Sizing Wind FCR
Generator.Constraints | Imereti 2 | Reserve Sizing wind - Down | Installed Capacity Coefficient | -0,06 |  | MW | 1 |  |  |  | = |  |  |  | Reserve Sizing Wind AFRR
Generator.Constraints | Imereti 2 | Reserve Sizing wind - UP | Installed Capacity Coefficient | -0,06 |  | MW | 1 |  |  |  | = |  |  |  | Reserve Sizing Wind AFRR
Generator.Constraints | Imereti 2 | MFRR Wind - Down | Installed Capacity Coefficient | -0,19 |  | MW | 1 |  |  |  | = |  |  |  | Reserve Sizing Wind MFRR
Generator.Constraints | Imereti 2 | MFRR Wind - UP | Installed Capacity Coefficient | -0,19 |  | MW | 1 |  |  |  | = |  |  |  | Reserve Sizing Wind MFRR
Generator.Constraints | Imereti 3 | FCR Wind - Down | Installed Capacity Coefficient | -0,0168 |  | MW | 1 |  |  |  | = |  |  |  | Reserve Sizing Wind FCR
Generator.Constraints | Imereti 3 | FCR Wind - UP | Installed Capacity Coefficient | -0,0168 |  | MW | 1 |  |  |  | = |  |  |  | Reserve Sizing Wind FCR
Generator.Constraints | Imereti 3 | Reserve Sizing wind - Down | Installed Capacity Coefficient | -0,06 |  | MW | 1 |  |  |  | = |  |  |  | Reserve Sizing Wind AFRR
Generator.Constraints | Imereti 3 | Reserve Sizing wind - UP | Installed Capacity Coefficient | -0,06 |  | MW | 1 |  |  |  | = |  |  |  | Reserve Sizing Wind AFRR
Generator.Constraints | Imereti 3 | MFRR Wind - Down | Installed Capacity Coefficient | -0,19 |  | MW | 1 |  |  |  | = |  |  |  | Reserve Sizing Wind MFRR
Generator.Constraints | Imereti 3 | MFRR Wind - UP | Installed Capacity Coefficient | -0,19 |  | MW | 1 |  |  |  | = |  |  |  | Reserve Sizing Wind MFRR
Generator.Constraints | Imereti 4 | FCR Wind - Down | Installed Capacity Coefficient | -0,0168 |  | MW | 1 |  |  |  | = |  |  |  | Reserve Sizing Wind FCR
Generator.Constraints | Imereti 4 | FCR Wind - UP | Installed Capacity Coefficient | -0,0168 |  | MW | 1 |  |  |  | = |  |  |  | Reserve Sizing Wind FCR
Generator.Constraints | Imereti 4 | Reserve Sizing wind - Down | Installed Capacity Coefficient | -0,06 |  | MW | 1 |  |  |  | = |  |  |  | Reserve Sizing Wind AFRR
Generator.Constraints | Imereti 4 | Reserve Sizing wind - UP | Installed Capacity Coefficient | -0,06 |  | MW | 1 |  |  |  | = |  |  |  | Reserve Sizing Wind AFRR
Generator.Constraints | Imereti 4 | MFRR Wind - Down | Installed Capacity Coefficient | -0,19 |  | MW | 1 |  |  |  | = |  |  |  | Reserve Sizing Wind MFRR
Generator.Constraints | Imereti 4 | MFRR Wind - UP | Installed Capacity Coefficient | -0,19 |  | MW | 1 |  |  |  | = |  |  |  | Reserve Sizing Wind MFRR
Generator.Constraints | Imereti 5 | FCR Wind - Down | Installed Capacity Coefficient | -0,0168 |  | MW | 1 |  |  |  | = |  |  |  | Reserve Sizing Wind FCR
Generator.Constraints | Imereti 5 | FCR Wind - UP | Installed Capacity Coefficient | -0,0168 |  | MW | 1 |  |  |  | = |  |  |  | Reserve Sizing Wind FCR
Generator.Constraints | Imereti 5 | Reserve Sizing wind - Down | Installed Capacity Coefficient | -0,06 |  | MW | 1 |  |  |  | = |  |  |  | Reserve Sizing Wind AFRR
Generator.Constraints | Imereti 5 | Reserve Sizing wind - UP | Installed Capacity Coefficient | -0,06 |  | MW | 1 |  |  |  | = |  |  |  | Reserve Sizing Wind AFRR
Generator.Constraints | Imereti 5 | MFRR Wind - Down | Installed Capacity Coefficient | -0,19 |  | MW | 1 |  |  |  | = |  |  |  | Reserve Sizing Wind MFRR
Generator.Constraints | Imereti 5 | MFRR Wind - UP | Installed Capacity Coefficient | -0,19 |  | MW | 1 |  |  |  | = |  |  |  | Reserve Sizing Wind MFRR
Generator.Constraints | Kaspi | FCR Wind - Down | Installed Capacity Coefficient | -0,0168 |  | MW | 1 |  |  |  | = |  |  |  | Reserve Sizing Wind FCR
Generator.Constraints | Kaspi | FCR Wind - UP | Installed Capacity Coefficient | -0,0168 |  | MW | 1 |  |  |  | = |  |  |  | Reserve Sizing Wind FCR
Generator.Constraints | Kaspi | Reserve Sizing wind - Down | Installed Capacity Coefficient | -0,06 |  | MW | 1 |  |  |  | = |  |  |  | Reserve Sizing Wind AFRR
Generator.Constraints | Kaspi | Reserve Sizing wind - UP | Installed Capacity Coefficient | -0,06 |  | MW | 1 |  |  |  | = |  |  |  | Reserve Sizing Wind AFRR
Generator.Constraints | Kaspi | MFRR Wind - Down | Installed Capacity Coefficient | -0,19 |  | MW | 1 |  |  |  | = |  |  |  | Reserve Sizing Wind MFRR
Generator.Constraints | Kaspi | MFRR Wind - UP | Installed Capacity Coefficient | -0,19 |  | MW | 1 |  |  |  | = |  |  |  | Reserve Sizing Wind MFRR
Generator.Constraints | Khartli 2 -1 | FCR Wind - Down | Installed Capacity Coefficient | -0,0168 |  | MW | 1 |  |  |  | = |  |  |  | Reserve Sizing Wind FCR
Generator.Constraints | Khartli 2 -1 | FCR Wind - UP | Installed Capacity Coefficient | -0,0168 |  | MW | 1 |  |  |  | = |  |  |  | Reserve Sizing Wind FCR
Generator.Constraints | Khartli 2 -1 | Reserve Sizing wind - Down | Installed Capacity Coefficient | -0,06 |  | MW | 1 |  |  |  | = |  |  |  | Reserve Sizing Wind AFRR
Generator.Constraints | Khartli 2 -1 | Reserve Sizing wind - UP | Installed Capacity Coefficient | -0,06 |  | MW | 1 |  |  |  | = |  |  |  | Reserve Sizing Wind AFRR
Generator.Constraints | Khartli 2 -1 | MFRR Wind - Down | Installed Capacity Coefficient | -0,19 |  | MW | 1 |  |  |  | = |  |  |  | Reserve Sizing Wind MFRR
Generator.Constraints | Khartli 2 -1 | MFRR Wind - UP | Installed Capacity Coefficient | -0,19 |  | MW | 1 |  |  |  | = |  |  |  | Reserve Sizing Wind MFRR
Generator.Constraints | Khashuri | FCR Wind - Down | Installed Capacity Coefficient | -0,0168 |  | MW | 1 |  |  |  | = |  |  |  | Reserve Sizing Wind FCR
Generator.Constraints | Khashuri | FCR Wind - UP | Installed Capacity Coefficient | -0,0168 |  | MW | 1 |  |  |  | = |  |  |  | Reserve Sizing Wind FCR
Generator.Constraints | Khashuri | Reserve Sizing wind - Down | Installed Capacity Coefficient | -0,06 |  | MW | 1 |  |  |  | = |  |  |  | Reserve Sizing Wind AFRR
Generator.Constraints | Khashuri | Reserve Sizing wind - UP | Installed Capacity Coefficient | -0,06 |  | MW | 1 |  |  |  | = |  |  |  | Reserve Sizing Wind AFRR
Generator.Constraints | Khashuri | MFRR Wind - Down | Installed Capacity Coefficient | -0,19 |  | MW | 1 |  |  |  | = |  |  |  | Reserve Sizing Wind MFRR
Generator.Constraints | Khashuri | MFRR Wind - UP | Installed Capacity Coefficient | -0,19 |  | MW | 1 |  |  |  | = |  |  |  | Reserve Sizing Wind MFRR
Generator.Constraints | Kutaisi | FCR Wind - Down | Installed Capacity Coefficient | -0,0168 |  | MW | 1 |  |  |  | = |  |  |  | Reserve Sizing Wind FCR
Generator.Constraints | Kutaisi | FCR Wind - UP | Installed Capacity Coefficient | -0,0168 |  | MW | 1 |  |  |  | = |  |  |  | Reserve Sizing Wind FCR
Generator.Constraints | Kutaisi | Reserve Sizing wind - Down | Installed Capacity Coefficient | -0,06 |  | MW | 1 |  |  |  | = |  |  |  | Reserve Sizing Wind AFRR
Generator.Constraints | Kutaisi | Reserve Sizing wind - UP | Installed Capacity Coefficient | -0,06 |  | MW | 1 |  |  |  | = |  |  |  | Reserve Sizing Wind AFRR
Generator.Constraints | Kutaisi | MFRR Wind - Down | Installed Capacity Coefficient | -0,19 |  | MW | 1 |  |  |  | = |  |  |  | Reserve Sizing Wind MFRR
Generator.Constraints | Kutaisi | MFRR Wind - UP | Installed Capacity Coefficient | -0,19 |  | MW | 1 |  |  |  | = |  |  |  | Reserve Sizing Wind MFRR
Generator.Constraints | Martkofi | FCR Wind - Down | Installed Capacity Coefficient | -0,0168 |  | MW | 1 |  |  |  | = |  |  |  | Reserve Sizing Wind FCR
Generator.Constraints | Martkofi | FCR Wind - UP | Installed Capacity Coefficient | -0,0168 |  | MW | 1 |  |  |  | = |  |  |  | Reserve Sizing Wind FCR
Generator.Constraints | Martkofi | Reserve Sizing wind - Down | Installed Capacity Coefficient | -0,06 |  | MW | 1 |  |  |  | = |  |  |  | Reserve Sizing Wind AFRR
Generator.Constraints | Martkofi | Reserve Sizing wind - UP | Installed Capacity Coefficient | -0,06 |  | MW | 1 |  |  |  | = |  |  |  | Reserve Sizing Wind AFRR
Generator.Constraints | Martkofi | MFRR Wind - Down | Installed Capacity Coefficient | -0,19 |  | MW | 1 |  |  |  | = |  |  |  | Reserve Sizing Wind MFRR
Generator.Constraints | Martkofi | MFRR Wind - UP | Installed Capacity Coefficient | -0,19 |  | MW | 1 |  |  |  | = |  |  |  | Reserve Sizing Wind MFRR
Generator.Constraints | Nigoza | FCR Wind - Down | Installed Capacity Coefficient | -0,0168 |  | MW | 1 |  |  |  | = |  |  |  | Reserve Sizing Wind FCR
Generator.Constraints | Nigoza | FCR Wind - UP | Installed Capacity Coefficient | -0,0168 |  | MW | 1 |  |  |  | = |  |  |  | Reserve Sizing Wind FCR
Generator.Constraints | Nigoza | Reserve Sizing wind - Down | Installed Capacity Coefficient | -0,06 |  | MW | 1 |  |  |  | = |  |  |  | Reserve Sizing Wind AFRR
Generator.Constraints | Nigoza | Reserve Sizing wind - UP | Installed Capacity Coefficient | -0,06 |  | MW | 1 |  |  |  | = |  |  |  | Reserve Sizing Wind AFRR
Generator.Constraints | Nigoza | MFRR Wind - Down | Installed Capacity Coefficient | -0,19 |  | MW | 1 |  |  |  | = |  |  |  | Reserve Sizing Wind MFRR
Generator.Constraints | Nigoza | MFRR Wind - UP | Installed Capacity Coefficient | -0,19 |  | MW | 1 |  |  |  | = |  |  |  | Reserve Sizing Wind MFRR
Generator.Constraints | Phlevi | FCR Wind - Down | Installed Capacity Coefficient | -0,0168 |  | MW | 1 |  |  |  | = |  |  |  | Reserve Sizing Wind FCR
Generator.Constraints | Phlevi | FCR Wind - UP | Installed Capacity Coefficient | -0,0168 |  | MW | 1 |  |  |  | = |  |  |  | Reserve Sizing Wind FCR
Generator.Constraints | Phlevi | Reserve Sizing wind - Down | Installed Capacity Coefficient | -0,06 |  | MW | 1 |  |  |  | = |  |  |  | Reserve Sizing Wind AFRR
Generator.Constraints | Phlevi | Reserve Sizing wind - UP | Installed Capacity Coefficient | -0,06 |  | MW | 1 |  |  |  | = |  |  |  | Reserve Sizing Wind AFRR
Generator.Constraints | Phlevi | MFRR Wind - Down | Installed Capacity Coefficient | -0,19 |  | MW | 1 |  |  |  | = |  |  |  | Reserve Sizing Wind MFRR
Generator.Constraints | Phlevi | MFRR Wind - UP | Installed Capacity Coefficient | -0,19 |  | MW | 1 |  |  |  | = |  |  |  | Reserve Sizing Wind MFRR
Generator.Constraints | Pirveli Find farm | FCR Wind - Down | Installed Capacity Coefficient | -0,0168 |  | MW | 1 |  |  |  | = |  |  |  | Reserve Sizing Wind FCR
Generator.Constraints | Pirveli Find farm | FCR Wind - UP | Installed Capacity Coefficient | -0,0168 |  | MW | 1 |  |  |  | = |  |  |  | Reserve Sizing Wind FCR
Generator.Constraints | Pirveli Find farm | Reserve Sizing wind - Down | Installed Capacity Coefficient | -0,06 |  | MW | 1 |  |  |  | = |  |  |  | Reserve Sizing Wind AFRR
Generator.Constraints | Pirveli Find farm | Reserve Sizing wind - UP | Installed Capacity Coefficient | -0,06 |  | MW | 1 |  |  |  | = |  |  |  | Reserve Sizing Wind AFRR
Generator.Constraints | Pirveli Find farm | MFRR Wind - Down | Installed Capacity Coefficient | -0,19 |  | MW | 1 |  |  |  | = |  |  |  | Reserve Sizing Wind MFRR
Generator.Constraints | Pirveli Find farm | MFRR Wind - UP | Installed Capacity Coefficient | -0,19 |  | MW | 1 |  |  |  | = |  |  |  | Reserve Sizing Wind MFRR
Generator.Constraints | Pirveli Find farm - 1 | FCR Wind - Down | Installed Capacity Coefficient | -0,0168 |  | MW | 1 |  |  |  | = |  |  |  | Reserve Sizing Wind FCR
Generator.Constraints | Pirveli Find farm - 1 | FCR Wind - UP | Installed Capacity Coefficient | -0,0168 |  | MW | 1 |  |  |  | = |  |  |  | Reserve Sizing Wind FCR
Generator.Constraints | Pirveli Find farm - 1 | Reserve Sizing wind - Down | Installed Capacity Coefficient | -0,06 |  | MW | 1 |  |  |  | = |  |  |  | Reserve Sizing Wind AFRR
Generator.Constraints | Pirveli Find farm - 1 | Reserve Sizing wind - UP | Installed Capacity Coefficient | -0,06 |  | MW | 1 |  |  |  | = |  |  |  | Reserve Sizing Wind AFRR
Generator.Constraints | Pirveli Find farm - 1 | MFRR Wind - Down | Installed Capacity Coefficient | -0,19 |  | MW | 1 |  |  |  | = |  |  |  | Reserve Sizing Wind MFRR
Generator.Constraints | Pirveli Find farm - 1 | MFRR Wind - UP | Installed Capacity Coefficient | -0,19 |  | MW | 1 |  |  |  | = |  |  |  | Reserve Sizing Wind MFRR
Generator.Constraints | Pirveli Find farm №1 | FCR Wind - Down | Installed Capacity Coefficient | -0,0168 |  | MW | 1 |  |  |  | = |  |  |  | Reserve Sizing Wind FCR
Generator.Constraints | Pirveli Find farm №1 | FCR Wind - UP | Installed Capacity Coefficient | -0,0168 |  | MW | 1 |  |  |  | = |  |  |  | Reserve Sizing Wind FCR
Generator.Constraints | Pirveli Find farm №1 | Reserve Sizing wind - Down | Installed Capacity Coefficient | -0,06 |  | MW | 1 |  |  |  | = |  |  |  | Reserve Sizing Wind AFRR
Generator.Constraints | Pirveli Find farm №1 | Reserve Sizing wind - UP | Installed Capacity Coefficient | -0,06 |  | MW | 1 |  |  |  | = |  |  |  | Reserve Sizing Wind AFRR
Generator.Constraints | Pirveli Find farm №1 | MFRR Wind - Down | Installed Capacity Coefficient | -0,19 |  | MW | 1 |  |  |  | = |  |  |  | Reserve Sizing Wind MFRR
Generator.Constraints | Pirveli Find farm №1 | MFRR Wind - UP | Installed Capacity Coefficient | -0,19 |  | MW | 1 |  |  |  | = |  |  |  | Reserve Sizing Wind MFRR
Generator.Constraints | Pona | FCR Wind - Down | Installed Capacity Coefficient | -0,0168 |  | MW | 1 |  |  |  | = |  |  |  | Reserve Sizing Wind FCR
Generator.Constraints | Pona | FCR Wind - UP | Installed Capacity Coefficient | -0,0168 |  | MW | 1 |  |  |  | = |  |  |  | Reserve Sizing Wind FCR
Generator.Constraints | Pona | Reserve Sizing wind - Down | Installed Capacity Coefficient | -0,06 |  | MW | 1 |  |  |  | = |  |  |  | Reserve Sizing Wind AFRR
Generator.Constraints | Pona | Reserve Sizing wind - UP | Installed Capacity Coefficient | -0,06 |  | MW | 1 |  |  |  | = |  |  |  | Reserve Sizing Wind AFRR
Generator.Constraints | Pona | MFRR Wind - Down | Installed Capacity Coefficient | -0,19 |  | MW | 1 |  |  |  | = |  |  |  | Reserve Sizing Wind MFRR
Generator.Constraints | Pona | MFRR Wind - UP | Installed Capacity Coefficient | -0,19 |  | MW | 1 |  |  |  | = |  |  |  | Reserve Sizing Wind MFRR
Generator.Constraints | Rikoti | FCR Wind - Down | Installed Capacity Coefficient | -0,0168 |  | MW | 1 |  |  |  | = |  |  |  | Reserve Sizing Wind FCR
Generator.Constraints | Rikoti | FCR Wind - UP | Installed Capacity Coefficient | -0,0168 |  | MW | 1 |  |  |  | = |  |  |  | Reserve Sizing Wind FCR
Generator.Constraints | Rikoti | Reserve Sizing wind - Down | Installed Capacity Coefficient | -0,06 |  | MW | 1 |  |  |  | = |  |  |  | Reserve Sizing Wind AFRR
Generator.Constraints | Rikoti | Reserve Sizing wind - UP | Installed Capacity Coefficient | -0,06 |  | MW | 1 |  |  |  | = |  |  |  | Reserve Sizing Wind AFRR
Generator.Constraints | Rikoti | MFRR Wind - Down | Installed Capacity Coefficient | -0,19 |  | MW | 1 |  |  |  | = |  |  |  | Reserve Sizing Wind MFRR
Generator.Constraints | Rikoti | MFRR Wind - UP | Installed Capacity Coefficient | -0,19 |  | MW | 1 |  |  |  | = |  |  |  | Reserve Sizing Wind MFRR
Generator.Constraints | Saakadze | FCR Wind - Down | Installed Capacity Coefficient | -0,0168 |  | MW | 1 |  |  |  | = |  |  |  | Reserve Sizing Wind FCR
Generator.Constraints | Saakadze | FCR Wind - UP | Installed Capacity Coefficient | -0,0168 |  | MW | 1 |  |  |  | = |  |  |  | Reserve Sizing Wind FCR
Generator.Constraints | Saakadze | Reserve Sizing wind - Down | Installed Capacity Coefficient | -0,06 |  | MW | 1 |  |  |  | = |  |  |  | Reserve Sizing Wind AFRR
Generator.Constraints | Saakadze | Reserve Sizing wind - UP | Installed Capacity Coefficient | -0,06 |  | MW | 1 |  |  |  | = |  |  |  | Reserve Sizing Wind AFRR
Generator.Constraints | Saakadze | MFRR Wind - Down | Installed Capacity Coefficient | -0,19 |  | MW | 1 |  |  |  | = |  |  |  | Reserve Sizing Wind MFRR
Generator.Constraints | Saakadze | MFRR Wind - UP | Installed Capacity Coefficient | -0,19 |  | MW | 1 |  |  |  | = |  |  |  | Reserve Sizing Wind MFRR
Generator.Constraints | Tbilisi | FCR Wind - Down | Installed Capacity Coefficient | -0,0168 |  | MW | 1 |  |  |  | = |  |  |  | Reserve Sizing Wind FCR
Generator.Constraints | Tbilisi | FCR Wind - UP | Installed Capacity Coefficient | -0,0168 |  | MW | 1 |  |  |  | = |  |  |  | Reserve Sizing Wind FCR
Generator.Constraints | Tbilisi | Reserve Sizing wind - Down | Installed Capacity Coefficient | -0,06 |  | MW | 1 |  |  |  | = |  |  |  | Reserve Sizing Wind AFRR
Generator.Constraints | Tbilisi | Reserve Sizing wind - UP | Installed Capacity Coefficient | -0,06 |  | MW | 1 |  |  |  | = |  |  |  | Reserve Sizing Wind AFRR
Generator.Constraints | Tbilisi | MFRR Wind - Down | Installed Capacity Coefficient | -0,19 |  | MW | 1 |  |  |  | = |  |  |  | Reserve Sizing Wind MFRR
Generator.Constraints | Tbilisi | MFRR Wind - UP | Installed Capacity Coefficient | -0,19 |  | MW | 1 |  |  |  | = |  |  |  | Reserve Sizing Wind MFRR
Generator.Constraints | Tkibuli WFF | FCR Wind - Down | Installed Capacity Coefficient | -0,0168 |  | MW | 1 |  |  |  | = |  |  |  | Reserve Sizing Wind FCR
Generator.Constraints | Tkibuli WFF | FCR Wind - UP | Installed Capacity Coefficient | -0,0168 |  | MW | 1 |  |  |  | = |  |  |  | Reserve Sizing Wind FCR
Generator.Constraints | Tkibuli WFF | Reserve Sizing wind - Down | Installed Capacity Coefficient | -0,06 |  | MW | 1 |  |  |  | = |  |  |  | Reserve Sizing Wind AFRR
Generator.Constraints | Tkibuli WFF | Reserve Sizing wind - UP | Installed Capacity Coefficient | -0,06 |  | MW | 1 |  |  |  | = |  |  |  | Reserve Sizing Wind AFRR
Generator.Constraints | Tkibuli WFF | MFRR Wind - Down | Installed Capacity Coefficient | -0,19 |  | MW | 1 |  |  |  | = |  |  |  | Reserve Sizing Wind MFRR
Generator.Constraints | Tkibuli WFF | MFRR Wind - UP | Installed Capacity Coefficient | -0,19 |  | MW | 1 |  |  |  | = |  |  |  | Reserve Sizing Wind MFRR
Generator.Constraints | Zemo WFF | FCR Wind - Down | Installed Capacity Coefficient | -0,0168 |  | MW | 1 |  |  |  | = |  |  |  | Reserve Sizing Wind FCR
Generator.Constraints | Zemo WFF | FCR Wind - UP | Installed Capacity Coefficient | -0,0168 |  | MW | 1 |  |  |  | = |  |  |  | Reserve Sizing Wind FCR
Generator.Constraints | Zemo WFF | Reserve Sizing wind - Down | Installed Capacity Coefficient | -0,06 |  | MW | 1 |  |  |  | = |  |  |  | Reserve Sizing Wind AFRR
Generator.Constraints | Zemo WFF | Reserve Sizing wind - UP | Installed Capacity Coefficient | -0,06 |  | MW | 1 |  |  |  | = |  |  |  | Reserve Sizing Wind AFRR
Generator.Constraints | Zemo WFF | MFRR Wind - Down | Installed Capacity Coefficient | -0,19 |  | MW | 1 |  |  |  | = |  |  |  | Reserve Sizing Wind MFRR
Generator.Constraints | Zemo WFF | MFRR Wind - UP | Installed Capacity Coefficient | -0,19 |  | MW | 1 |  |  |  | = |  |  |  | Reserve Sizing Wind MFRR
Generator.Constraints | Zetafoni | FCR Wind - Down | Installed Capacity Coefficient | -0,0168 |  | MW | 1 |  |  |  | = |  |  |  | Reserve Sizing Wind FCR
Generator.Constraints | Zetafoni | FCR Wind - UP | Installed Capacity Coefficient | -0,0168 |  | MW | 1 |  |  |  | = |  |  |  | Reserve Sizing Wind FCR
Generator.Constraints | Zetafoni | Reserve Sizing wind - Down | Installed Capacity Coefficient | -0,06 |  | MW | 1 |  |  |  | = |  |  |  | Reserve Sizing Wind AFRR
Generator.Constraints | Zetafoni | Reserve Sizing wind - UP | Installed Capacity Coefficient | -0,06 |  | MW | 1 |  |  |  | = |  |  |  | Reserve Sizing Wind AFRR
Generator.Constraints | Zetafoni | MFRR Wind - Down | Installed Capacity Coefficient | -0,19 |  | MW | 1 |  |  |  | = |  |  |  | Reserve Sizing Wind MFRR
Generator.Constraints | Zetafoni | MFRR Wind - UP | Installed Capacity Coefficient | -0,19 |  | MW | 1 |  |  |  | = |  |  |  | Reserve Sizing Wind MFRR
Generator.Constraints | Elkaes solari - axalcixe | FCR PV - Down | Installed Capacity Coefficient | -0,1247 |  | MW | 1 |  |  |  | = |  |  |  | Reserve Sizing PV FCR
Generator.Constraints | Elkaes solari - axalcixe | FCR PV - Down | Firm Capacity Coefficient | 11 |  | MW | 1 |  |  |  | = |  | NO |  | Reserve Sizing PV FCR
Generator.Constraints | Elkaes solari - axalcixe | FCR PV - Down | Firm Capacity Coefficient | 12 |  | MW | 1 |  |  |  | = |  | NO |  | Reserve Sizing PV FCR
Generator.Constraints | Elkaes solari - axalcixe | FCR PV - Down | Firm Capacity Coefficient | 15 |  | MW | 1 |  |  |  | = |  | NO |  | Reserve Sizing PV FCR
Generator.Constraints | Elkaes solari - axalcixe | FCR PV - Down | Firm Capacity Coefficient | 20 |  | MW | 1 |  |  |  | = |  | NO |  | Reserve Sizing PV FCR
Generator.Constraints | Elkaes solari - axalcixe | FCR PV - Down | Firm Capacity Coefficient | 30 |  | MW | 1 |  |  |  | = |  | NO |  | Reserve Sizing PV FCR
Generator.Constraints | Elkaes solari - axalcixe | FCR PV - Down | Firm Capacity Coefficient | 34,5 |  | MW | 1 |  |  |  | = |  | NO |  | Reserve Sizing PV FCR
Generator.Constraints | Elkaes solari - axalcixe | FCR PV - Down | Firm Capacity Coefficient | 35 |  | MW | 1 |  |  |  | = |  | NO |  | Reserve Sizing PV FCR
Generator.Constraints | Elkaes solari - axalcixe | FCR PV - Down | Firm Capacity Coefficient | 40 |  | MW | 1 |  |  |  | = |  | NO |  | Reserve Sizing PV FCR
Generator.Constraints | Elkaes solari - axalcixe | FCR PV - Down | Firm Capacity Coefficient | 50 |  | MW | 1 |  |  |  | = |  | NO |  | Reserve Sizing PV FCR
Generator.Constraints | Elkaes solari - axalcixe | FCR PV - Down | Firm Capacity Coefficient | 50 |  | MW | 1 |  |  |  | = |  | NO |  | Reserve Sizing PV FCR
Generator.Constraints | Elkaes solari - axalcixe | FCR PV - Down | Firm Capacity Coefficient | 50 |  | MW | 1 |  |  |  | = |  | NO |  | Reserve Sizing PV FCR
Generator.Constraints | Elkaes solari - axalcixe | FCR PV - Down | Firm Capacity Coefficient | 50 |  | MW | 1 |  |  |  | = |  | NO |  | Reserve Sizing PV FCR
Generator.Constraints | Elkaes solari - axalcixe | FCR PV - Down | Firm Capacity Coefficient | 50 |  | MW | 1 |  |  |  | = |  | NO |  | Reserve Sizing PV FCR
Generator.Constraints | Elkaes solari - axalcixe | FCR PV - Down | Firm Capacity Coefficient | 50 |  | MW | 1 |  |  |  | = |  | NO |  | Reserve Sizing PV FCR
Generator.Constraints | Elkaes solari - axalcixe | FCR PV - Down | Firm Capacity Coefficient | 50 |  | MW | 1 |  |  |  | = |  | NO |  | Reserve Sizing PV FCR
Generator.Constraints | Elkaes solari - axalcixe | FCR PV - Down | Firm Capacity Coefficient | 50 |  | MW | 1 |  |  |  | = |  | NO |  | Reserve Sizing PV FCR
Generator.Constraints | Elkaes solari - axalcixe | FCR PV - Down | Firm Capacity Coefficient | 50 |  | MW | 1 |  |  |  | = |  | NO |  | Reserve Sizing PV FCR
Generator.Constraints | Elkaes solari - axalcixe | FCR PV - Down | Firm Capacity Coefficient | 50 |  | MW | 1 |  |  |  | = |  | NO |  | Reserve Sizing PV FCR
Generator.Constraints | Elkaes solari - axalcixe | FCR PV - Down | Firm Capacity Coefficient | 50 |  | MW | 1 |  |  |  | = |  | NO |  | Reserve Sizing PV FCR
Generator.Constraints | Elkaes solari - axalcixe | FCR PV - Down | Firm Capacity Coefficient | 50 |  | MW | 1 |  |  |  | = |  | NO |  | Reserve Sizing PV FCR
Generator.Constraints | Elkaes solari - axalcixe | FCR PV - Down | Firm Capacity Coefficient | 50 |  | MW | 1 |  |  |  | = |  | NO |  | Reserve Sizing PV FCR
Generator.Constraints | Elkaes solari - axalcixe | FCR PV - Down | Firm Capacity Coefficient | 55 |  | MW | 1 |  |  |  | = |  | NO |  | Reserve Sizing PV FCR
Generator.Constraints | Elkaes solari - axalcixe | FCR PV - Down | Firm Capacity Coefficient | 55 |  | MW | 1 |  |  |  | = |  | NO |  | Reserve Sizing PV FCR
Generator.Constraints | Elkaes solari - axalcixe | FCR PV - Down | Firm Capacity Coefficient | 60 |  | MW | 1 |  |  |  | = |  | NO |  | Reserve Sizing PV FCR
Generator.Constraints | Elkaes solari - axalcixe | FCR PV - Down | Firm Capacity Coefficient | 65 |  | MW | 1 |  |  |  | = |  | NO |  | Reserve Sizing PV FCR
Generator.Constraints | Elkaes solari - axalcixe | FCR PV - Down | Firm Capacity Coefficient | 100 |  | MW | 1 |  |  |  | = |  | NO |  | Reserve Sizing PV FCR
Generator.Constraints | Elkaes solari - axalcixe | FCR PV - Down | Firm Capacity Coefficient | 100 |  | MW | 1 |  |  |  | = |  | NO |  | Reserve Sizing PV FCR
Generator.Constraints | Elkaes solari - axalcixe | FCR PV - UP | Installed Capacity Coefficient | -0,1247 |  | MW | 1 |  |  |  | = |  |  |  | Reserve Sizing PV FCR
Generator.Constraints | Elkaes solari - axalcixe | Reserve Sizing PV - AFRR Down | Installed Capacity Coefficient | -0,0113 |  | MW | 1 |  |  |  | = |  |  |  | Reserve Sizing PV AFRR
Generator.Constraints | Elkaes solari - axalcixe | Reserve Sizing PV - AFRR UP | Installed Capacity Coefficient | -0,0113 |  | MW | 1 |  |  |  | = |  |  |  | Reserve Sizing PV AFRR
Generator.Constraints | Elkaes solari - axalcixe | Reserve Sizing PV - Down | Installed Capacity Coefficient | -0,23 |  | MW | 1 |  |  |  | = |  |  |  | Reserve Sizing PV MFRR
Generator.Constraints | Elkaes solari - axalcixe | Reserve Sizing PV - UP | Installed Capacity Coefficient | -0,23 |  | MW | 1 |  |  |  | = |  |  |  | Reserve Sizing PV MFRR
Generator.Constraints | Elkaes solari - axalkalaki | FCR PV - Down | Installed Capacity Coefficient | -0,1247 |  | MW | 1 |  |  |  | = |  |  |  | Reserve Sizing PV FCR
Generator.Constraints | Elkaes solari - axalkalaki | FCR PV - UP | Installed Capacity Coefficient | -0,1247 |  | MW | 1 |  |  |  | = |  |  |  | Reserve Sizing PV FCR
Generator.Constraints | Elkaes solari - axalkalaki | Reserve Sizing PV - AFRR Down | Installed Capacity Coefficient | -0,0113 |  | MW | 1 |  |  |  | = |  |  |  | Reserve Sizing PV AFRR
Generator.Constraints | Elkaes solari - axalkalaki | Reserve Sizing PV - AFRR UP | Installed Capacity Coefficient | -0,0113 |  | MW | 1 |  |  |  | = |  |  |  | Reserve Sizing PV AFRR
Generator.Constraints | Elkaes solari - axalkalaki | Reserve Sizing PV - Down | Installed Capacity Coefficient | -0,23 |  | MW | 1 |  |  |  | = |  |  |  | Reserve Sizing PV MFRR
Generator.Constraints | Elkaes solari - axalkalaki | Reserve Sizing PV - UP | Installed Capacity Coefficient | -0,23 |  | MW | 1 |  |  |  | = |  |  |  | Reserve Sizing PV MFRR
Generator.Constraints | Elkaes solari - karaleti | FCR PV - Down | Installed Capacity Coefficient | -0,1247 |  | MW | 1 |  |  |  | = |  |  |  | Reserve Sizing PV FCR
Generator.Constraints | Elkaes solari - karaleti | FCR PV - UP | Installed Capacity Coefficient | -0,1247 |  | MW | 1 |  |  |  | = |  |  |  | Reserve Sizing PV FCR
Generator.Constraints | Elkaes solari - karaleti | Reserve Sizing PV - AFRR Down | Installed Capacity Coefficient | -0,0113 |  | MW | 1 |  |  |  | = |  |  |  | Reserve Sizing PV AFRR
Generator.Constraints | Elkaes solari - karaleti | Reserve Sizing PV - AFRR UP | Installed Capacity Coefficient | -0,0113 |  | MW | 1 |  |  |  | = |  |  |  | Reserve Sizing PV AFRR
Generator.Constraints | Elkaes solari - karaleti | Reserve Sizing PV - Down | Installed Capacity Coefficient | -0,23 |  | MW | 1 |  |  |  | = |  |  |  | Reserve Sizing PV MFRR
Generator.Constraints | Elkaes solari - karaleti | Reserve Sizing PV - UP | Installed Capacity Coefficient | -0,23 |  | MW | 1 |  |  |  | = |  |  |  | Reserve Sizing PV MFRR
Generator.Constraints | Elkaes solari - Kartli | FCR PV - Down | Installed Capacity Coefficient | -0,1247 |  | MW | 1 |  |  |  | = |  |  |  | Reserve Sizing PV FCR
Generator.Constraints | Elkaes solari - Kartli | FCR PV - UP | Installed Capacity Coefficient | -0,1247 |  | MW | 1 |  |  |  | = |  |  |  | Reserve Sizing PV FCR
Generator.Constraints | Elkaes solari - Kartli | Reserve Sizing PV - AFRR Down | Installed Capacity Coefficient | -0,0113 |  | MW | 1 |  |  |  | = |  |  |  | Reserve Sizing PV AFRR
Generator.Constraints | Elkaes solari - Kartli | Reserve Sizing PV - AFRR UP | Installed Capacity Coefficient | -0,0113 |  | MW | 1 |  |  |  | = |  |  |  | Reserve Sizing PV AFRR
Generator.Constraints | Elkaes solari - Kartli | Reserve Sizing PV - Down | Installed Capacity Coefficient | -0,23 |  | MW | 1 |  |  |  | = |  |  |  | Reserve Sizing PV MFRR
Generator.Constraints | Elkaes solari - Kartli | Reserve Sizing PV - UP | Installed Capacity Coefficient | -0,23 |  | MW | 1 |  |  |  | = |  |  |  | Reserve Sizing PV MFRR
Generator.Constraints | Elkaes solari - kaspi | FCR PV - Down | Installed Capacity Coefficient | -0,1247 |  | MW | 1 |  |  |  | = |  |  |  | Reserve Sizing PV FCR
Generator.Constraints | Elkaes solari - kaspi | FCR PV - UP | Installed Capacity Coefficient | -0,1247 |  | MW | 1 |  |  |  | = |  |  |  | Reserve Sizing PV FCR
Generator.Constraints | Elkaes solari - kaspi | Reserve Sizing PV - AFRR Down | Installed Capacity Coefficient | -0,0113 |  | MW | 1 |  |  |  | = |  |  |  | Reserve Sizing PV AFRR
Generator.Constraints | Elkaes solari - kaspi | Reserve Sizing PV - AFRR UP | Installed Capacity Coefficient | -0,0113 |  | MW | 1 |  |  |  | = |  |  |  | Reserve Sizing PV AFRR
Generator.Constraints | Elkaes solari - kaspi | Reserve Sizing PV - Down | Installed Capacity Coefficient | -0,23 |  | MW | 1 |  |  |  | = |  |  |  | Reserve Sizing PV MFRR
Generator.Constraints | Elkaes solari - kaspi | Reserve Sizing PV - UP | Installed Capacity Coefficient | -0,23 |  | MW | 1 |  |  |  | = |  |  |  | Reserve Sizing PV MFRR
Generator.Constraints | Elkaes solari - kvernaqi | FCR PV - Down | Installed Capacity Coefficient | -0,1247 |  | MW | 1 |  |  |  | = |  |  |  | Reserve Sizing PV FCR
Generator.Constraints | Elkaes solari - kvernaqi | FCR PV - UP | Installed Capacity Coefficient | -0,1247 |  | MW | 1 |  |  |  | = |  |  |  | Reserve Sizing PV FCR
Generator.Constraints | Elkaes solari - kvernaqi | Reserve Sizing PV - AFRR Down | Installed Capacity Coefficient | -0,0113 |  | MW | 1 |  |  |  | = |  |  |  | Reserve Sizing PV AFRR
Generator.Constraints | Elkaes solari - kvernaqi | Reserve Sizing PV - AFRR UP | Installed Capacity Coefficient | -0,0113 |  | MW | 1 |  |  |  | = |  |  |  | Reserve Sizing PV AFRR
Generator.Constraints | Elkaes solari - kvernaqi | Reserve Sizing PV - Down | Installed Capacity Coefficient | -0,23 |  | MW | 1 |  |  |  | = |  |  |  | Reserve Sizing PV MFRR
Generator.Constraints | Elkaes solari - kvernaqi | Reserve Sizing PV - UP | Installed Capacity Coefficient | -0,23 |  | MW | 1 |  |  |  | = |  |  |  | Reserve Sizing PV MFRR
Generator.Constraints | Elkaes solari - marneuli | FCR PV - Down | Installed Capacity Coefficient | -0,1247 |  | MW | 1 |  |  |  | = |  |  |  | Reserve Sizing PV FCR
Generator.Constraints | Elkaes solari - marneuli | FCR PV - UP | Installed Capacity Coefficient | -0,1247 |  | MW | 1 |  |  |  | = |  |  |  | Reserve Sizing PV FCR
Generator.Constraints | Elkaes solari - marneuli | Reserve Sizing PV - AFRR Down | Installed Capacity Coefficient | -0,0113 |  | MW | 1 |  |  |  | = |  |  |  | Reserve Sizing PV AFRR
Generator.Constraints | Elkaes solari - marneuli | Reserve Sizing PV - AFRR UP | Installed Capacity Coefficient | -0,0113 |  | MW | 1 |  |  |  | = |  |  |  | Reserve Sizing PV AFRR
Generator.Constraints | Elkaes solari - marneuli | Reserve Sizing PV - Down | Installed Capacity Coefficient | -0,23 |  | MW | 1 |  |  |  | = |  |  |  | Reserve Sizing PV MFRR
Generator.Constraints | Elkaes solari - marneuli | Reserve Sizing PV - UP | Installed Capacity Coefficient | -0,23 |  | MW | 1 |  |  |  | = |  |  |  | Reserve Sizing PV MFRR
Generator.Constraints | Elkaes solari - marneuli-1 | FCR PV - Down | Installed Capacity Coefficient | -0,1247 |  | MW | 1 |  |  |  | = |  |  |  | Reserve Sizing PV FCR
Generator.Constraints | Elkaes solari - marneuli-1 | FCR PV - UP | Installed Capacity Coefficient | -0,1247 |  | MW | 1 |  |  |  | = |  |  |  | Reserve Sizing PV FCR
Generator.Constraints | Elkaes solari - marneuli-1 | Reserve Sizing PV - AFRR Down | Installed Capacity Coefficient | -0,0113 |  | MW | 1 |  |  |  | = |  |  |  | Reserve Sizing PV AFRR
Generator.Constraints | Elkaes solari - marneuli-1 | Reserve Sizing PV - AFRR UP | Installed Capacity Coefficient | -0,0113 |  | MW | 1 |  |  |  | = |  |  |  | Reserve Sizing PV AFRR
Generator.Constraints | Elkaes solari - marneuli-1 | Reserve Sizing PV - Down | Installed Capacity Coefficient | -0,23 |  | MW | 1 |  |  |  | = |  |  |  | Reserve Sizing PV MFRR
Generator.Constraints | Elkaes solari - marneuli-1 | Reserve Sizing PV - UP | Installed Capacity Coefficient | -0,23 |  | MW | 1 |  |  |  | = |  |  |  | Reserve Sizing PV MFRR
Generator.Constraints | Elkaes solari - marneuli-2 | FCR PV - Down | Installed Capacity Coefficient | -0,1247 |  | MW | 1 |  |  |  | = |  |  |  | Reserve Sizing PV FCR
Generator.Constraints | Elkaes solari - marneuli-2 | FCR PV - UP | Installed Capacity Coefficient | -0,1247 |  | MW | 1 |  |  |  | = |  |  |  | Reserve Sizing PV FCR
Generator.Constraints | Elkaes solari - marneuli-2 | Reserve Sizing PV - AFRR Down | Installed Capacity Coefficient | -0,0113 |  | MW | 1 |  |  |  | = |  |  |  | Reserve Sizing PV AFRR
Generator.Constraints | Elkaes solari - marneuli-2 | Reserve Sizing PV - AFRR UP | Installed Capacity Coefficient | -0,0113 |  | MW | 1 |  |  |  | = |  |  |  | Reserve Sizing PV AFRR
Generator.Constraints | Elkaes solari - marneuli-2 | Reserve Sizing PV - Down | Installed Capacity Coefficient | -0,23 |  | MW | 1 |  |  |  | = |  |  |  | Reserve Sizing PV MFRR
Generator.Constraints | Elkaes solari - marneuli-2 | Reserve Sizing PV - UP | Installed Capacity Coefficient | -0,23 |  | MW | 1 |  |  |  | = |  |  |  | Reserve Sizing PV MFRR
Generator.Constraints | Elkaes solari - marneuli-3 | FCR PV - Down | Installed Capacity Coefficient | -0,1247 |  | MW | 1 |  |  |  | = |  |  |  | Reserve Sizing PV FCR
Generator.Constraints | Elkaes solari - marneuli-3 | FCR PV - UP | Installed Capacity Coefficient | -0,1247 |  | MW | 1 |  |  |  | = |  |  |  | Reserve Sizing PV FCR
Generator.Constraints | Elkaes solari - marneuli-3 | Reserve Sizing PV - AFRR Down | Installed Capacity Coefficient | -0,0113 |  | MW | 1 |  |  |  | = |  |  |  | Reserve Sizing PV AFRR
Generator.Constraints | Elkaes solari - marneuli-3 | Reserve Sizing PV - AFRR UP | Installed Capacity Coefficient | -0,0113 |  | MW | 1 |  |  |  | = |  |  |  | Reserve Sizing PV AFRR
Generator.Constraints | Elkaes solari - marneuli-3 | Reserve Sizing PV - Down | Installed Capacity Coefficient | -0,23 |  | MW | 1 |  |  |  | = |  |  |  | Reserve Sizing PV MFRR
Generator.Constraints | Elkaes solari - marneuli-3 | Reserve Sizing PV - UP | Installed Capacity Coefficient | -0,23 |  | MW | 1 |  |  |  | = |  |  |  | Reserve Sizing PV MFRR
Generator.Constraints | Elkaes solari - plavisubani | FCR PV - Down | Installed Capacity Coefficient | -0,1247 |  | MW | 1 |  |  |  | = |  |  |  | Reserve Sizing PV FCR
Generator.Constraints | Elkaes solari - plavisubani | FCR PV - UP | Installed Capacity Coefficient | -0,1247 |  | MW | 1 |  |  |  | = |  |  |  | Reserve Sizing PV FCR
Generator.Constraints | Elkaes solari - plavisubani | Reserve Sizing PV - AFRR Down | Installed Capacity Coefficient | -0,0113 |  | MW | 1 |  |  |  | = |  |  |  | Reserve Sizing PV AFRR
Generator.Constraints | Elkaes solari - plavisubani | Reserve Sizing PV - AFRR UP | Installed Capacity Coefficient | -0,0113 |  | MW | 1 |  |  |  | = |  |  |  | Reserve Sizing PV AFRR
Generator.Constraints | Elkaes solari - plavisubani | Reserve Sizing PV - Down | Installed Capacity Coefficient | -0,23 |  | MW | 1 |  |  |  | = |  |  |  | Reserve Sizing PV MFRR
Generator.Constraints | Elkaes solari - plavisubani | Reserve Sizing PV - UP | Installed Capacity Coefficient | -0,23 |  | MW | 1 |  |  |  | = |  |  |  | Reserve Sizing PV MFRR
Generator.Constraints | Elkaes solari - xashuri | FCR PV - Down | Installed Capacity Coefficient | -0,1247 |  | MW | 1 |  |  |  | = |  |  |  | Reserve Sizing PV FCR
Generator.Constraints | Elkaes solari - xashuri | FCR PV - UP | Installed Capacity Coefficient | -0,1247 |  | MW | 1 |  |  |  | = |  |  |  | Reserve Sizing PV FCR
Generator.Constraints | Elkaes solari - xashuri | Reserve Sizing PV - AFRR Down | Installed Capacity Coefficient | -0,0113 |  | MW | 1 |  |  |  | = |  |  |  | Reserve Sizing PV AFRR
Generator.Constraints | Elkaes solari - xashuri | Reserve Sizing PV - AFRR UP | Installed Capacity Coefficient | -0,0113 |  | MW | 1 |  |  |  | = |  |  |  | Reserve Sizing PV AFRR
Generator.Constraints | Elkaes solari - xashuri | Reserve Sizing PV - Down | Installed Capacity Coefficient | -0,23 |  | MW | 1 |  |  |  | = |  |  |  | Reserve Sizing PV MFRR
Generator.Constraints | Elkaes solari - xashuri | Reserve Sizing PV - UP | Installed Capacity Coefficient | -0,23 |  | MW | 1 |  |  |  | = |  |  |  | Reserve Sizing PV MFRR
Generator.Constraints | Elkaes solari - xashuri -1 | FCR PV - Down | Installed Capacity Coefficient | -0,1247 |  | MW | 1 |  |  |  | = |  |  |  | Reserve Sizing PV FCR
Generator.Constraints | Elkaes solari - xashuri -1 | FCR PV - UP | Installed Capacity Coefficient | -0,1247 |  | MW | 1 |  |  |  | = |  |  |  | Reserve Sizing PV FCR
Generator.Constraints | Elkaes solari - xashuri -1 | Reserve Sizing PV - AFRR Down | Installed Capacity Coefficient | -0,0113 |  | MW | 1 |  |  |  | = |  |  |  | Reserve Sizing PV AFRR
Generator.Constraints | Elkaes solari - xashuri -1 | Reserve Sizing PV - AFRR UP | Installed Capacity Coefficient | -0,0113 |  | MW | 1 |  |  |  | = |  |  |  | Reserve Sizing PV AFRR
Generator.Constraints | Elkaes solari - xashuri -1 | Reserve Sizing PV - Down | Installed Capacity Coefficient | -0,23 |  | MW | 1 |  |  |  | = |  |  |  | Reserve Sizing PV MFRR
Generator.Constraints | Elkaes solari - xashuri -1 | Reserve Sizing PV - UP | Installed Capacity Coefficient | -0,23 |  | MW | 1 |  |  |  | = |  |  |  | Reserve Sizing PV MFRR
Generator.Constraints | Energy service group | FCR PV - Down | Installed Capacity Coefficient | -0,1247 |  | MW | 1 |  |  |  | = |  |  |  | Reserve Sizing PV FCR
Generator.Constraints | Energy service group | FCR PV - UP | Installed Capacity Coefficient | -0,1247 |  | MW | 1 |  |  |  | = |  |  |  | Reserve Sizing PV FCR
Generator.Constraints | Energy service group | Reserve Sizing PV - AFRR Down | Installed Capacity Coefficient | -0,0113 |  | MW | 1 |  |  |  | = |  |  |  | Reserve Sizing PV AFRR
Generator.Constraints | Energy service group | Reserve Sizing PV - AFRR UP | Installed Capacity Coefficient | -0,0113 |  | MW | 1 |  |  |  | = |  |  |  | Reserve Sizing PV AFRR
Generator.Constraints | Energy service group | Reserve Sizing PV - Down | Installed Capacity Coefficient | -0,23 |  | MW | 1 |  |  |  | = |  |  |  | Reserve Sizing PV MFRR
Generator.Constraints | Energy service group | Reserve Sizing PV - UP | Installed Capacity Coefficient | -0,23 |  | MW | 1 |  |  |  | = |  |  |  | Reserve Sizing PV MFRR
Generator.Constraints | Fero plasti | FCR PV - Down | Installed Capacity Coefficient | -0,1247 |  | MW | 1 |  |  |  | = |  |  |  | Reserve Sizing PV FCR
Generator.Constraints | Fero plasti | FCR PV - UP | Installed Capacity Coefficient | -0,1247 |  | MW | 1 |  |  |  | = |  |  |  | Reserve Sizing PV FCR
Generator.Constraints | Fero plasti | Reserve Sizing PV - AFRR Down | Installed Capacity Coefficient | -0,0113 |  | MW | 1 |  |  |  | = |  |  |  | Reserve Sizing PV AFRR
Generator.Constraints | Fero plasti | Reserve Sizing PV - AFRR UP | Installed Capacity Coefficient | -0,0113 |  | MW | 1 |  |  |  | = |  |  |  | Reserve Sizing PV AFRR
Generator.Constraints | Fero plasti | Reserve Sizing PV - Down | Installed Capacity Coefficient | -0,23 |  | MW | 1 |  |  |  | = |  |  |  | Reserve Sizing PV MFRR
Generator.Constraints | Fero plasti | Reserve Sizing PV - UP | Installed Capacity Coefficient | -0,23 |  | MW | 1 |  |  |  | = |  |  |  | Reserve Sizing PV MFRR
Generator.Constraints | Finlab | FCR PV - Down | Installed Capacity Coefficient | -0,1247 |  | MW | 1 |  |  |  | = |  |  |  | Reserve Sizing PV FCR
Generator.Constraints | Finlab | FCR PV - UP | Installed Capacity Coefficient | -0,1247 |  | MW | 1 |  |  |  | = |  |  |  | Reserve Sizing PV FCR
Generator.Constraints | Finlab | Reserve Sizing PV - AFRR Down | Installed Capacity Coefficient | -0,0113 |  | MW | 1 |  |  |  | = |  |  |  | Reserve Sizing PV AFRR
Generator.Constraints | Finlab | Reserve Sizing PV - AFRR UP | Installed Capacity Coefficient | -0,0113 |  | MW | 1 |  |  |  | = |  |  |  | Reserve Sizing PV AFRR
Generator.Constraints | Finlab | Reserve Sizing PV - Down | Installed Capacity Coefficient | -0,23 |  | MW | 1 |  |  |  | = |  |  |  | Reserve Sizing PV MFRR
Generator.Constraints | Finlab | Reserve Sizing PV - UP | Installed Capacity Coefficient | -0,23 |  | MW | 1 |  |  |  | = |  |  |  | Reserve Sizing PV MFRR
Generator.Constraints | GEDF | FCR PV - Down | Installed Capacity Coefficient | -0,1247 |  | MW | 1 |  |  |  | = |  |  |  | Reserve Sizing PV FCR
Generator.Constraints | GEDF | FCR PV - UP | Installed Capacity Coefficient | -0,1247 |  | MW | 1 |  |  |  | = |  |  |  | Reserve Sizing PV FCR
Generator.Constraints | GEDF | Reserve Sizing PV - AFRR Down | Installed Capacity Coefficient | -0,0113 |  | MW | 1 |  |  |  | = |  |  |  | Reserve Sizing PV AFRR
Generator.Constraints | GEDF | Reserve Sizing PV - AFRR UP | Installed Capacity Coefficient | -0,0113 |  | MW | 1 |  |  |  | = |  |  |  | Reserve Sizing PV AFRR
Generator.Constraints | GEDF | Reserve Sizing PV - Down | Installed Capacity Coefficient | -0,23 |  | MW | 1 |  |  |  | = |  |  |  | Reserve Sizing PV MFRR
Generator.Constraints | GEDF | Reserve Sizing PV - UP | Installed Capacity Coefficient | -0,23 |  | MW | 1 |  |  |  | = |  |  |  | Reserve Sizing PV MFRR
Generator.Constraints | GEDF - 1 | FCR PV - Down | Installed Capacity Coefficient | -0,1247 |  | MW | 1 |  |  |  | = |  |  |  | Reserve Sizing PV FCR
Generator.Constraints | GEDF - 1 | FCR PV - UP | Installed Capacity Coefficient | -0,1247 |  | MW | 1 |  |  |  | = |  |  |  | Reserve Sizing PV FCR
Generator.Constraints | GEDF - 1 | Reserve Sizing PV - AFRR Down | Installed Capacity Coefficient | -0,0113 |  | MW | 1 |  |  |  | = |  |  |  | Reserve Sizing PV AFRR
Generator.Constraints | GEDF - 1 | Reserve Sizing PV - AFRR UP | Installed Capacity Coefficient | -0,0113 |  | MW | 1 |  |  |  | = |  |  |  | Reserve Sizing PV AFRR
Generator.Constraints | GEDF - 1 | Reserve Sizing PV - Down | Installed Capacity Coefficient | -0,23 |  | MW | 1 |  |  |  | = |  |  |  | Reserve Sizing PV MFRR
Generator.Constraints | GEDF - 1 | Reserve Sizing PV - UP | Installed Capacity Coefficient | -0,23 |  | MW | 1 |  |  |  | = |  |  |  | Reserve Sizing PV MFRR
Generator.Constraints | Geosolari | FCR PV - Down | Installed Capacity Coefficient | -0,1247 |  | MW | 1 |  |  |  | = |  |  |  | Reserve Sizing PV FCR
Generator.Constraints | Geosolari | FCR PV - UP | Installed Capacity Coefficient | -0,1247 |  | MW | 1 |  |  |  | = |  |  |  | Reserve Sizing PV FCR
Generator.Constraints | Geosolari | Reserve Sizing PV - AFRR Down | Installed Capacity Coefficient | -0,0113 |  | MW | 1 |  |  |  | = |  |  |  | Reserve Sizing PV AFRR
Generator.Constraints | Geosolari | Reserve Sizing PV - AFRR UP | Installed Capacity Coefficient | -0,0113 |  | MW | 1 |  |  |  | = |  |  |  | Reserve Sizing PV AFRR
Generator.Constraints | Geosolari | Reserve Sizing PV - Down | Installed Capacity Coefficient | -0,23 |  | MW | 1 |  |  |  | = |  |  |  | Reserve Sizing PV MFRR
Generator.Constraints | Geosolari | Reserve Sizing PV - UP | Installed Capacity Coefficient | -0,23 |  | MW | 1 |  |  |  | = |  |  |  | Reserve Sizing PV MFRR
Generator.Constraints | Gori solar | FCR PV - Down | Installed Capacity Coefficient | -0,1247 |  | MW | 1 |  |  |  | = |  |  |  | Reserve Sizing PV FCR
Generator.Constraints | Gori solar | FCR PV - UP | Installed Capacity Coefficient | -0,1247 |  | MW | 1 |  |  |  | = |  |  |  | Reserve Sizing PV FCR
Generator.Constraints | Gori solar | Reserve Sizing PV - AFRR Down | Installed Capacity Coefficient | -0,0113 |  | MW | 1 |  |  |  | = |  |  |  | Reserve Sizing PV AFRR
Generator.Constraints | Gori solar | Reserve Sizing PV - AFRR UP | Installed Capacity Coefficient | -0,0113 |  | MW | 1 |  |  |  | = |  |  |  | Reserve Sizing PV AFRR
Generator.Constraints | Gori solar | Reserve Sizing PV - Down | Installed Capacity Coefficient | -0,23 |  | MW | 1 |  |  |  | = |  |  |  | Reserve Sizing PV MFRR
Generator.Constraints | Gori solar | Reserve Sizing PV - UP | Installed Capacity Coefficient | -0,23 |  | MW | 1 |  |  |  | = |  |  |  | Reserve Sizing PV MFRR
Generator.Constraints | Khartli generation | FCR PV - Down | Installed Capacity Coefficient | -0,1247 |  | MW | 1 |  |  |  | = |  |  |  | Reserve Sizing PV FCR
Generator.Constraints | Khartli generation | FCR PV - UP | Installed Capacity Coefficient | -0,1247 |  | MW | 1 |  |  |  | = |  |  |  | Reserve Sizing PV FCR
Generator.Constraints | Khartli generation | Reserve Sizing PV - AFRR Down | Installed Capacity Coefficient | -0,0113 |  | MW | 1 |  |  |  | = |  |  |  | Reserve Sizing PV AFRR
Generator.Constraints | Khartli generation | Reserve Sizing PV - AFRR UP | Installed Capacity Coefficient | -0,0113 |  | MW | 1 |  |  |  | = |  |  |  | Reserve Sizing PV AFRR
Generator.Constraints | Khartli generation | Reserve Sizing PV - Down | Installed Capacity Coefficient | -0,23 |  | MW | 1 |  |  |  | = |  |  |  | Reserve Sizing PV MFRR
Generator.Constraints | Khartli generation | Reserve Sizing PV - UP | Installed Capacity Coefficient | -0,23 |  | MW | 1 |  |  |  | = |  |  |  | Reserve Sizing PV MFRR
Generator.Constraints | Mzis banki | FCR PV - Down | Installed Capacity Coefficient | -0,1247 |  | MW | 1 |  |  |  | = |  |  |  | Reserve Sizing PV FCR
Generator.Constraints | Mzis banki | FCR PV - UP | Installed Capacity Coefficient | -0,1247 |  | MW | 1 |  |  |  | = |  |  |  | Reserve Sizing PV FCR
Generator.Constraints | Mzis banki | Reserve Sizing PV - AFRR Down | Installed Capacity Coefficient | -0,0113 |  | MW | 1 |  |  |  | = |  |  |  | Reserve Sizing PV AFRR
Generator.Constraints | Mzis banki | Reserve Sizing PV - AFRR UP | Installed Capacity Coefficient | -0,0113 |  | MW | 1 |  |  |  | = |  |  |  | Reserve Sizing PV AFRR
Generator.Constraints | Mzis banki | Reserve Sizing PV - Down | Installed Capacity Coefficient | -0,23 |  | MW | 1 |  |  |  | = |  |  |  | Reserve Sizing PV MFRR
Generator.Constraints | Mzis banki | Reserve Sizing PV - UP | Installed Capacity Coefficient | -0,23 |  | MW | 1 |  |  |  | = |  |  |  | Reserve Sizing PV MFRR
Generator.Constraints | Mzis korporacia | FCR PV - Down | Installed Capacity Coefficient | -0,1247 |  | MW | 1 |  |  |  | = |  |  |  | Reserve Sizing PV FCR
Generator.Constraints | Mzis korporacia | FCR PV - UP | Installed Capacity Coefficient | -0,1247 |  | MW | 1 |  |  |  | = |  |  |  | Reserve Sizing PV FCR
Generator.Constraints | Mzis korporacia | Reserve Sizing PV - AFRR Down | Installed Capacity Coefficient | -0,0113 |  | MW | 1 |  |  |  | = |  |  |  | Reserve Sizing PV AFRR
Generator.Constraints | Mzis korporacia | Reserve Sizing PV - AFRR UP | Installed Capacity Coefficient | -0,0113 |  | MW | 1 |  |  |  | = |  |  |  | Reserve Sizing PV AFRR
Generator.Constraints | Mzis korporacia | Reserve Sizing PV - Down | Installed Capacity Coefficient | -0,23 |  | MW | 1 |  |  |  | = |  |  |  | Reserve Sizing PV MFRR
Generator.Constraints | Mzis korporacia | Reserve Sizing PV - UP | Installed Capacity Coefficient | -0,23 |  | MW | 1 |  |  |  | = |  |  |  | Reserve Sizing PV MFRR
Generator.Constraints | Mzis saxli | FCR PV - Down | Installed Capacity Coefficient | -0,1247 |  | MW | 1 |  |  |  | = |  |  |  | Reserve Sizing PV FCR
Generator.Constraints | Mzis saxli | FCR PV - UP | Installed Capacity Coefficient | -0,1247 |  | MW | 1 |  |  |  | = |  |  |  | Reserve Sizing PV FCR
Generator.Constraints | Mzis saxli | Reserve Sizing PV - AFRR Down | Installed Capacity Coefficient | -0,0113 |  | MW | 1 |  |  |  | = |  |  |  | Reserve Sizing PV AFRR
Generator.Constraints | Mzis saxli | Reserve Sizing PV - AFRR UP | Installed Capacity Coefficient | -0,0113 |  | MW | 1 |  |  |  | = |  |  |  | Reserve Sizing PV AFRR
Generator.Constraints | Mzis saxli | Reserve Sizing PV - Down | Installed Capacity Coefficient | -0,23 |  | MW | 1 |  |  |  | = |  |  |  | Reserve Sizing PV MFRR
Generator.Constraints | Mzis saxli | Reserve Sizing PV - UP | Installed Capacity Coefficient | -0,23 |  | MW | 1 |  |  |  | = |  |  |  | Reserve Sizing PV MFRR
Generator.Constraints | Parvus solar | FCR PV - Down | Installed Capacity Coefficient | -0,1247 |  | MW | 1 |  |  |  | = |  |  |  | Reserve Sizing PV FCR
Generator.Constraints | Parvus solar | FCR PV - UP | Installed Capacity Coefficient | -0,1247 |  | MW | 1 |  |  |  | = |  |  |  | Reserve Sizing PV FCR
Generator.Constraints | Parvus solar | Reserve Sizing PV - AFRR Down | Installed Capacity Coefficient | -0,0113 |  | MW | 1 |  |  |  | = |  |  |  | Reserve Sizing PV AFRR
Generator.Constraints | Parvus solar | Reserve Sizing PV - AFRR UP | Installed Capacity Coefficient | -0,0113 |  | MW | 1 |  |  |  | = |  |  |  | Reserve Sizing PV AFRR
Generator.Constraints | Parvus solar | Reserve Sizing PV - Down | Installed Capacity Coefficient | -0,23 |  | MW | 1 |  |  |  | = |  |  |  | Reserve Sizing PV MFRR
Generator.Constraints | Parvus solar | Reserve Sizing PV - UP | Installed Capacity Coefficient | -0,23 |  | MW | 1 |  |  |  | = |  |  |  | Reserve Sizing PV MFRR
Generator.Constraints | Tbilisi investment group | FCR PV - Down | Installed Capacity Coefficient | -0,1247 |  | MW | 1 |  |  |  | = |  |  |  | Reserve Sizing PV FCR
Generator.Constraints | Tbilisi investment group | FCR PV - UP | Installed Capacity Coefficient | -0,1247 |  | MW | 1 |  |  |  | = |  |  |  | Reserve Sizing PV FCR
Generator.Constraints | Tbilisi investment group | Reserve Sizing PV - AFRR Down | Installed Capacity Coefficient | -0,0113 |  | MW | 1 |  |  |  | = |  |  |  | Reserve Sizing PV AFRR
Generator.Constraints | Tbilisi investment group | Reserve Sizing PV - AFRR UP | Installed Capacity Coefficient | -0,0113 |  | MW | 1 |  |  |  | = |  |  |  | Reserve Sizing PV AFRR
Generator.Constraints | Tbilisi investment group | Reserve Sizing PV - Down | Installed Capacity Coefficient | -0,23 |  | MW | 1 |  |  |  | = |  |  |  | Reserve Sizing PV MFRR
Generator.Constraints | Tbilisi investment group | Reserve Sizing PV - UP | Installed Capacity Coefficient | -0,23 |  | MW | 1 |  |  |  | = |  |  |  | Reserve Sizing PV MFRR
Generator.Constraints | Tbilisi investment group -1 | FCR PV - Down | Ramp Up Coefficient | 0 |  | MW | 1 |  |  |  | = |  |  |  | Reserve Sizing PV FCR
Generator.Constraints | Tbilisi investment group -1 | FCR PV - Down | Installed Capacity Coefficient | -0,1247 |  | MW | 1 |  |  |  | = |  |  |  | Reserve Sizing PV FCR
Generator.Constraints | Tbilisi investment group -1 | FCR PV - UP | Ramp Up Coefficient | 0 |  | MW | 1 |  |  |  | = |  |  |  | Reserve Sizing PV FCR
Generator.Constraints | Tbilisi investment group -1 | FCR PV - UP | Installed Capacity Coefficient | -0,1247 |  | MW | 1 |  |  |  | = |  |  |  | Reserve Sizing PV FCR
Generator.Constraints | Tbilisi investment group -1 | Reserve Sizing PV - AFRR Down | Installed Capacity Coefficient | -0,0113 |  | MW | 1 |  |  |  | = |  |  |  | Reserve Sizing PV AFRR
Generator.Constraints | Tbilisi investment group -1 | Reserve Sizing PV - AFRR UP | Installed Capacity Coefficient | -0,0113 |  | MW | 1 |  |  |  | = |  |  |  | Reserve Sizing PV AFRR
Generator.Constraints | Tbilisi investment group -1 | Reserve Sizing PV - Down | Installed Capacity Coefficient | -0,23 |  | MW | 1 |  |  |  | = |  |  |  | Reserve Sizing PV MFRR
Generator.Constraints | Tbilisi investment group -1 | Reserve Sizing PV - UP | Installed Capacity Coefficient | -0,23 |  | MW | 1 |  |  |  | = |  |  |  | Reserve Sizing PV MFRR
Generator.Constraints | Tbilisi investment group -10 | FCR PV - Down | Ramp Up Coefficient | 0 |  | MW | 1 |  |  |  | = |  |  |  | Reserve Sizing PV FCR
Generator.Constraints | Tbilisi investment group -10 | FCR PV - Down | Installed Capacity Coefficient | -0,1247 |  | MW | 1 |  |  |  | = |  |  |  | Reserve Sizing PV FCR
Generator.Constraints | Tbilisi investment group -10 | FCR PV - UP | Ramp Up Coefficient | 0 |  | MW | 1 |  |  |  | = |  |  |  | Reserve Sizing PV FCR
Generator.Constraints | Tbilisi investment group -10 | FCR PV - UP | Installed Capacity Coefficient | -0,1247 |  | MW | 1 |  |  |  | = |  |  |  | Reserve Sizing PV FCR
Generator.Constraints | Tbilisi investment group -10 | Reserve Sizing PV - AFRR Down | Installed Capacity Coefficient | -0,0113 |  | MW | 1 |  |  |  | = |  |  |  | Reserve Sizing PV AFRR
Generator.Constraints | Tbilisi investment group -10 | Reserve Sizing PV - AFRR UP | Installed Capacity Coefficient | -0,0113 |  | MW | 1 |  |  |  | = |  |  |  | Reserve Sizing PV AFRR
Generator.Constraints | Tbilisi investment group -10 | Reserve Sizing PV - Down | Installed Capacity Coefficient | -0,23 |  | MW | 1 |  |  |  | = |  |  |  | Reserve Sizing PV MFRR
Generator.Constraints | Tbilisi investment group -10 | Reserve Sizing PV - UP | Installed Capacity Coefficient | -0,23 |  | MW | 1 |  |  |  | = |  |  |  | Reserve Sizing PV MFRR
Generator.Constraints | Tbilisi investment group -11 | FCR PV - Down | Installed Capacity Coefficient | -0,1247 |  | MW | 1 |  |  |  | = |  |  |  | Reserve Sizing PV FCR
Generator.Constraints | Tbilisi investment group -11 | FCR PV - UP | Installed Capacity Coefficient | -0,1247 |  | MW | 1 |  |  |  | = |  |  |  | Reserve Sizing PV FCR
Generator.Constraints | Tbilisi investment group -11 | Reserve Sizing PV - AFRR Down | Installed Capacity Coefficient | -0,0113 |  | MW | 1 |  |  |  | = |  |  |  | Reserve Sizing PV AFRR
Generator.Constraints | Tbilisi investment group -11 | Reserve Sizing PV - AFRR UP | Installed Capacity Coefficient | -0,0113 |  | MW | 1 |  |  |  | = |  |  |  | Reserve Sizing PV AFRR
Generator.Constraints | Tbilisi investment group -11 | Reserve Sizing PV - Down | Installed Capacity Coefficient | -0,23 |  | MW | 1 |  |  |  | = |  |  |  | Reserve Sizing PV MFRR
Generator.Constraints | Tbilisi investment group -11 | Reserve Sizing PV - UP | Installed Capacity Coefficient | -0,23 |  | MW | 1 |  |  |  | = |  |  |  | Reserve Sizing PV MFRR
Generator.Constraints | Tbilisi investment group -2 | FCR PV - Down | Installed Capacity Coefficient | -0,1247 |  | MW | 1 |  |  |  | = |  |  |  | Reserve Sizing PV FCR
Generator.Constraints | Tbilisi investment group -2 | FCR PV - UP | Installed Capacity Coefficient | -0,1247 |  | MW | 1 |  |  |  | = |  |  |  | Reserve Sizing PV FCR
Generator.Constraints | Tbilisi investment group -2 | Reserve Sizing PV - AFRR Down | Installed Capacity Coefficient | -0,0113 |  | MW | 1 |  |  |  | = |  |  |  | Reserve Sizing PV AFRR
Generator.Constraints | Tbilisi investment group -2 | Reserve Sizing PV - AFRR UP | Installed Capacity Coefficient | -0,0113 |  | MW | 1 |  |  |  | = |  |  |  | Reserve Sizing PV AFRR
Generator.Constraints | Tbilisi investment group -2 | Reserve Sizing PV - Down | Installed Capacity Coefficient | -0,23 |  | MW | 1 |  |  |  | = |  |  |  | Reserve Sizing PV MFRR
Generator.Constraints | Tbilisi investment group -2 | Reserve Sizing PV - UP | Installed Capacity Coefficient | -0,23 |  | MW | 1 |  |  |  | = |  |  |  | Reserve Sizing PV MFRR
Generator.Constraints | Tbilisi investment group -3 | FCR PV - Down | Installed Capacity Coefficient | -0,1247 |  | MW | 1 |  |  |  | = |  |  |  | Reserve Sizing PV FCR
Generator.Constraints | Tbilisi investment group -3 | FCR PV - UP | Installed Capacity Coefficient | -0,1247 |  | MW | 1 |  |  |  | = |  |  |  | Reserve Sizing PV FCR
Generator.Constraints | Tbilisi investment group -3 | Reserve Sizing PV - AFRR Down | Installed Capacity Coefficient | -0,0113 |  | MW | 1 |  |  |  | = |  |  |  | Reserve Sizing PV AFRR
Generator.Constraints | Tbilisi investment group -3 | Reserve Sizing PV - AFRR UP | Installed Capacity Coefficient | -0,0113 |  | MW | 1 |  |  |  | = |  |  |  | Reserve Sizing PV AFRR
Generator.Constraints | Tbilisi investment group -3 | Reserve Sizing PV - Down | Installed Capacity Coefficient | -0,23 |  | MW | 1 |  |  |  | = |  |  |  | Reserve Sizing PV MFRR
Generator.Constraints | Tbilisi investment group -3 | Reserve Sizing PV - UP | Installed Capacity Coefficient | -0,23 |  | MW | 1 |  |  |  | = |  |  |  | Reserve Sizing PV MFRR
Generator.Constraints | Tbilisi investment group -4 | FCR PV - Down | Installed Capacity Coefficient | -0,1247 |  | MW | 1 |  |  |  | = |  |  |  | Reserve Sizing PV FCR
Generator.Constraints | Tbilisi investment group -4 | FCR PV - UP | Installed Capacity Coefficient | -0,1247 |  | MW | 1 |  |  |  | = |  |  |  | Reserve Sizing PV FCR
Generator.Constraints | Tbilisi investment group -4 | Reserve Sizing PV - AFRR Down | Installed Capacity Coefficient | -0,0113 |  | MW | 1 |  |  |  | = |  |  |  | Reserve Sizing PV AFRR
Generator.Constraints | Tbilisi investment group -4 | Reserve Sizing PV - AFRR UP | Installed Capacity Coefficient | -0,0113 |  | MW | 1 |  |  |  | = |  |  |  | Reserve Sizing PV AFRR
Generator.Constraints | Tbilisi investment group -4 | Reserve Sizing PV - Down | Installed Capacity Coefficient | -0,23 |  | MW | 1 |  |  |  | = |  |  |  | Reserve Sizing PV MFRR
Generator.Constraints | Tbilisi investment group -4 | Reserve Sizing PV - UP | Installed Capacity Coefficient | -0,23 |  | MW | 1 |  |  |  | = |  |  |  | Reserve Sizing PV MFRR
Generator.Constraints | Tbilisi investment group -5 | FCR PV - Down | Installed Capacity Coefficient | -0,1247 |  | MW | 1 |  |  |  | = |  |  |  | Reserve Sizing PV FCR
Generator.Constraints | Tbilisi investment group -5 | FCR PV - UP | Installed Capacity Coefficient | -0,1247 |  | MW | 1 |  |  |  | = |  |  |  | Reserve Sizing PV FCR
Generator.Constraints | Tbilisi investment group -5 | Reserve Sizing PV - AFRR Down | Installed Capacity Coefficient | -0,0113 |  | MW | 1 |  |  |  | = |  |  |  | Reserve Sizing PV AFRR
Generator.Constraints | Tbilisi investment group -5 | Reserve Sizing PV - AFRR UP | Installed Capacity Coefficient | -0,0113 |  | MW | 1 |  |  |  | = |  |  |  | Reserve Sizing PV AFRR
Generator.Constraints | Tbilisi investment group -5 | Reserve Sizing PV - Down | Installed Capacity Coefficient | -0,23 |  | MW | 1 |  |  |  | = |  |  |  | Reserve Sizing PV MFRR
Generator.Constraints | Tbilisi investment group -5 | Reserve Sizing PV - UP | Installed Capacity Coefficient | -0,23 |  | MW | 1 |  |  |  | = |  |  |  | Reserve Sizing PV MFRR
Generator.Constraints | Tbilisi investment group -6 | FCR PV - Down | Installed Capacity Coefficient | -0,1247 |  | MW | 1 |  |  |  | = |  |  |  | Reserve Sizing PV FCR
Generator.Constraints | Tbilisi investment group -6 | FCR PV - UP | Installed Capacity Coefficient | -0,1247 |  | MW | 1 |  |  |  | = |  |  |  | Reserve Sizing PV FCR
Generator.Constraints | Tbilisi investment group -6 | Reserve Sizing PV - AFRR Down | Installed Capacity Coefficient | -0,0113 |  | MW | 1 |  |  |  | = |  |  |  | Reserve Sizing PV AFRR
Generator.Constraints | Tbilisi investment group -6 | Reserve Sizing PV - AFRR UP | Installed Capacity Coefficient | -0,0113 |  | MW | 1 |  |  |  | = |  |  |  | Reserve Sizing PV AFRR
Generator.Constraints | Tbilisi investment group -6 | Reserve Sizing PV - Down | Installed Capacity Coefficient | -0,23 |  | MW | 1 |  |  |  | = |  |  |  | Reserve Sizing PV MFRR
Generator.Constraints | Tbilisi investment group -6 | Reserve Sizing PV - UP | Installed Capacity Coefficient | -0,23 |  | MW | 1 |  |  |  | = |  |  |  | Reserve Sizing PV MFRR
Generator.Constraints | Tbilisi investment group -7 | FCR PV - Down | Installed Capacity Coefficient | -0,1247 |  | MW | 1 |  |  |  | = |  |  |  | Reserve Sizing PV FCR
Generator.Constraints | Tbilisi investment group -7 | FCR PV - UP | Installed Capacity Coefficient | -0,1247 |  | MW | 1 |  |  |  | = |  |  |  | Reserve Sizing PV FCR
Generator.Constraints | Tbilisi investment group -7 | Reserve Sizing PV - AFRR Down | Installed Capacity Coefficient | -0,0113 |  | MW | 1 |  |  |  | = |  |  |  | Reserve Sizing PV AFRR
Generator.Constraints | Tbilisi investment group -7 | Reserve Sizing PV - AFRR UP | Installed Capacity Coefficient | -0,0113 |  | MW | 1 |  |  |  | = |  |  |  | Reserve Sizing PV AFRR
Generator.Constraints | Tbilisi investment group -7 | Reserve Sizing PV - Down | Installed Capacity Coefficient | -0,23 |  | MW | 1 |  |  |  | = |  |  |  | Reserve Sizing PV MFRR
Generator.Constraints | Tbilisi investment group -7 | Reserve Sizing PV - UP | Installed Capacity Coefficient | -0,23 |  | MW | 1 |  |  |  | = |  |  |  | Reserve Sizing PV MFRR
Generator.Constraints | Tbilisi investment group -8 | FCR PV - Down | Installed Capacity Coefficient | -0,1247 |  | MW | 1 |  |  |  | = |  |  |  | Reserve Sizing PV FCR
Generator.Constraints | Tbilisi investment group -8 | FCR PV - UP | Installed Capacity Coefficient | -0,1247 |  | MW | 1 |  |  |  | = |  |  |  | Reserve Sizing PV FCR
Generator.Constraints | Tbilisi investment group -8 | Reserve Sizing PV - AFRR Down | Installed Capacity Coefficient | -0,0113 |  | MW | 1 |  |  |  | = |  |  |  | Reserve Sizing PV AFRR
Generator.Constraints | Tbilisi investment group -8 | Reserve Sizing PV - AFRR UP | Installed Capacity Coefficient | -0,0113 |  | MW | 1 |  |  |  | = |  |  |  | Reserve Sizing PV AFRR
Generator.Constraints | Tbilisi investment group -8 | Reserve Sizing PV - Down | Installed Capacity Coefficient | -0,23 |  | MW | 1 |  |  |  | = |  |  |  | Reserve Sizing PV MFRR
Generator.Constraints | Tbilisi investment group -8 | Reserve Sizing PV - UP | Installed Capacity Coefficient | -0,23 |  | MW | 1 |  |  |  | = |  |  |  | Reserve Sizing PV MFRR
Generator.Constraints | Tbilisi investment group -9 | FCR PV - Down | Installed Capacity Coefficient | -0,1247 |  | MW | 1 |  |  |  | = |  |  |  | Reserve Sizing PV FCR
Generator.Constraints | Tbilisi investment group -9 | FCR PV - UP | Installed Capacity Coefficient | -0,1247 |  | MW | 1 |  |  |  | = |  |  |  | Reserve Sizing PV FCR
Generator.Constraints | Tbilisi investment group -9 | Reserve Sizing PV - AFRR Down | Installed Capacity Coefficient | -0,0113 |  | MW | 1 |  |  |  | = |  |  |  | Reserve Sizing PV AFRR
Generator.Constraints | Tbilisi investment group -9 | Reserve Sizing PV - AFRR UP | Installed Capacity Coefficient | -0,0113 |  | MW | 1 |  |  |  | = |  |  |  | Reserve Sizing PV AFRR
Generator.Constraints | Tbilisi investment group -9 | Reserve Sizing PV - Down | Installed Capacity Coefficient | -0,23 |  | MW | 1 |  |  |  | = |  |  |  | Reserve Sizing PV MFRR
Generator.Constraints | Tbilisi investment group -9 | Reserve Sizing PV - UP | Installed Capacity Coefficient | -0,23 |  | MW | 1 |  |  |  | = |  |  |  | Reserve Sizing PV MFRR
Generator.Constraints | Udabno | FCR PV - Down | Installed Capacity Coefficient | -0,1247 |  | MW | 1 |  |  |  | = |  |  |  | Reserve Sizing PV FCR
Generator.Constraints | Udabno | FCR PV - UP | Installed Capacity Coefficient | -0,1247 |  | MW | 1 |  |  |  | = |  |  |  | Reserve Sizing PV FCR
Generator.Constraints | Udabno | Reserve Sizing PV - AFRR Down | Installed Capacity Coefficient | -0,0113 |  | MW | 1 |  |  |  | = |  |  |  | Reserve Sizing PV AFRR
Generator.Constraints | Udabno | Reserve Sizing PV - AFRR UP | Installed Capacity Coefficient | -0,0113 |  | MW | 1 |  |  |  | = |  |  |  | Reserve Sizing PV AFRR
Generator.Constraints | Udabno | Reserve Sizing PV - Down | Installed Capacity Coefficient | -0,23 |  | MW | 1 |  |  |  | = |  |  |  | Reserve Sizing PV MFRR
Generator.Constraints | Udabno | Reserve Sizing PV - UP | Installed Capacity Coefficient | -0,23 |  | MW | 1 |  |  |  | = |  |  |  | Reserve Sizing PV MFRR
Storage.Constraints | Enguri reservoir | Maxcapa <= vol - 420 m | End Volume Coefficient | -0,0167 |  | 1000 m³ | 1 |  |  |  | = |  |  |  | Enguri
Storage.Constraints | Enguri reservoir | Maxcapa <= vol - 460 m | End Volume Coefficient | -0,00109 |  | 1000 m³ | 1 |  |  |  | = |  |  |  | Enguri
Storage.Constraints | Enguri reservoir | Maxcapa <= vol - 500m | End Volume Coefficient | -0,00066 |  | 1000 m³ | 1 |  |  |  | = |  |  |  | Enguri
Reserve.Constraints | AFRR - Down | Reserve Sizing wind - Down | Risk Coefficient | 1 |  | MW | 1 |  |  |  | = |  |  |  | Reserve Sizing Wind AFRR
Reserve.Constraints | AFRR - UP | Reserve Sizing wind - UP | Risk Coefficient | 1 |  | MW | 1 |  |  |  | = |  |  |  | Reserve Sizing Wind AFRR
Reserve.Constraints | AFRR PV - Down | Reserve Sizing PV - AFRR Down | Risk Coefficient | 1 |  | MW | 1 |  |  |  | = |  |  |  | Reserve Sizing PV AFRR
Reserve.Constraints | AFRR PV - UP | Reserve Sizing PV - AFRR UP | Risk Coefficient | 1 |  | MW | 1 |  |  |  | = |  |  |  | Reserve Sizing PV AFRR
Reserve.Constraints | FCR - Down | FCR Wind - Down | Risk Coefficient | 1 |  | MW | 1 |  |  |  | = |  |  |  | Reserve Sizing Wind FCR
Reserve.Constraints | FCR - UP | FCR Wind - UP | Risk Coefficient | 1 |  | MW | 1 |  |  |  | = |  |  |  | Reserve Sizing Wind FCR
Reserve.Constraints | FCR PV - Down | FCR PV - Down | Risk Coefficient | 1 |  | MW | 1 |  |  |  | = |  |  |  | Reserve Sizing PV FCR
Reserve.Constraints | FCR PV - UP | FCR PV - UP | Risk Coefficient | 1 |  | MW | 1 |  |  |  | = |  |  |  | Reserve Sizing PV FCR
Reserve.Constraints | MFRR - Down | MFRR Wind - Down | Risk Coefficient | 1 |  | MW | 1 |  |  |  | = |  |  |  | Reserve Sizing Wind MFRR
Reserve.Constraints | MFRR - UP | MFRR Wind - UP | Risk Coefficient | 1 |  | MW | 1 |  |  |  | = |  |  |  | Reserve Sizing Wind MFRR
Reserve.Constraints | MFRR PV - Down | Reserve Sizing PV - Down | Risk Coefficient | 1 |  | MW | 1 |  |  |  | = |  |  |  | Reserve Sizing PV MFRR
Reserve.Constraints | MFRR PV - UP | Reserve Sizing PV - UP | Risk Coefficient | 1 |  | MW | 1 |  |  |  | = |  |  |  | Reserve Sizing PV MFRR
Line.Constraints | GE-TR | Export limits - TR | Flow Coefficient | 1 |  | MW | 1 |  |  |  | = |  | NO |  | -